## Modus Soil Methods 2.1.0
Matrix | v2Code | Analyte | Analyte Code | Common Method Name | Extraction reagents/formulation | Extraction Ratio | Extraction Basis | Extraction Time | Analyte Measurement Method | Observation Category | Reporting Unit | UoM Code | QUDT Code | QUDT URI | Citation Organization | Citation | Citation Link | Acceptance | Status | Row Added Date | Row Changed Date | Change Comment | Notes
SOIL | L_MODV2_SOIL_ACEN_001 | ACE nitrogen (soil protein index) | ACEN | Soil Protein | Autoclaved Citrate Extractable | 0.046528 | m/v |  | Spectrophotometric | MEASURED | mg/kg | mg1kg-1 | MilliGM-PER-KiloGM | http://qudt.org/vocab/unit/MilliGM-PER-KiloGM | Soil Health Institute | Schindelbeck, 2016 |  | OFFICIAL | SUPERSEDED | 2024-11-13T12:00:00Z | 2026-04-02T12:00:00Z | Mass-per-mass/ppm harmonization to percent; was mg/kg
SOIL | L_MODV2_SOIL_ACEN_002 | ACE nitrogen (soil protein index) | ACEN | Soil Protein | Autoclaved Citrate Extractable | 0.046528 | m/v |  | Spectrophotometric | MEASURED | % | prcnt | PERCENT | http://qudt.org/vocab/unit/PERCENT | Soil Health Institute | Schindelbeck, 2016 |  | OFFICIAL | CANDIDATE | 2026-04-02T12:00:00Z
SOIL | L_MODV2_SOIL_ACIDT_001 | acidity | ACIDT | Barium Chloride | Barium Chloride titration | 0.083333 |  | 120 min | H+ ISE | MEASURED | mEq/100g | mEq1hg-1 | MilliEQ-PER-HectoGM | http://qudt.org/vocab/unit/MilliEQ-PER-HectoGM | SSSA | Hendershot, W. and M. Duquette. 1986. A simple barium chloride method for determining cation exchange capacity and exchangeable cations. Soil Science Society of America journal, 50(3), pp.605-608. |  | OFFICIAL | VALID | 2024-11-13T12:00:00Z
SOIL | L_MODV2_SOIL_ACIDT_002 | acidity | ACIDT | [5 empty] | Calculation | MEASURED | mg/kg | mg1kg-1 | MilliGM-PER-KiloGM | http://qudt.org/vocab/unit/MilliGM-PER-KiloGM |  |  |  | EXPERIMENTAL | RETIRED | 2024-11-13T12:00:00Z
SOIL | L_MODV2_SOIL_ASAR_001 | adjusted sodium adsorption ratio | ASAR | Saturated paste | Soil saturated with DI water, subsequent extraction and retained for analysis | Saturated paste | m/m | 4 hrs | ICP-OES, AAS | CALCULATION | ratio | ratio | UNITLESS | http://qudt.org/vocab/unit/UNITLESS | USDA | US Salinity Staff, 1954. L.A Richards (ed.) Diagnosis and improvement of saline alkali soils. 160 p. USDA Handb. 60 US Govt. Print Office, Washington DC. |  | OFFICIAL | VALID | 2024-11-13T12:00:00Z | 2026-04-03T12:00:00Z | 2026-04-03: Terminology harmonization — cross-matrix consistency pass.
SOIL | L_MODV2_SOIL_ASTAB_001 | aggregate stability | ASTAB | Image recognition | Image recognition |  |  |  | Spectral analysis | MEASURED | % | prcnt | PERCENT | http://qudt.org/vocab/unit/PERCENT | Soil Health Institute | Farjardo,et al., 2016 |  | OFFICIAL | VALID | 2024-11-13T12:00:00Z
SOIL | L_MODV2_SOIL_ASTAB_002 | aggregate stability | ASTAB | Incubation | Slake test |  |  |  | Observation | MEASURED | % | prcnt | PERCENT | http://qudt.org/vocab/unit/PERCENT |  |  |  | EXPERIMENTAL | VALID | 2024-11-13T12:00:00Z | 2026-04-03T12:00:00Z | 2026-04-03: Final audit fixes applied
SOIL | L_MODV2_SOIL_ASTAB_003 | aggregate stability | ASTAB | Wet Sieving | Eijkamp method | 0.045139 | v/v |  | Gravimetric | MEASURED | % | prcnt | PERCENT | http://qudt.org/vocab/unit/PERCENT | Soil Health Institute | Kemper and Rosenau, 1986. Aggregate Stability and Size Distribution, Methods of Soil Analysis: Part 1 Physical and Mineralogical Methods, 5.1, Second Edition, Chapter 17 |  | OFFICIAL | VALID | 2024-11-13T12:00:00Z
SOIL | L_MODV2_SOIL_ASTAB_004 | aggregate stability | ASTAB | Wet Sieving | Wet seive | 0.045139 | v/v |  | Gravimetric | MEASURED | % | prcnt | PERCENT | http://qudt.org/vocab/unit/PERCENT | Soil Health Institute | Franzluebbers, et al., 2000 |  | OFFICIAL | VALID | 2024-11-13T12:00:00Z
SOIL | L_MODV2_SOIL_ASTAB_005 | aggregate stability | ASTAB | Slaking From Raindrop Impact | Deionized Water | 0.0625 | Slaking | 5 min | Gravimetric | MEASURED | % | prcnt | PERCENT | http://qudt.org/vocab/unit/PERCENT | Cornell | https://bpb-us-e1.wpmucdn.com/blogs.cornell.edu/dist/7/9922/files/2022/04/CSH03-Wet-Aggregate-Stability-SOP-4-2022.pdf |  | EXPERIMENTAL | VALID | 2024-11-13T12:00:00Z
SOIL | L_MODV2_SOIL_ASTAB_006 | aggregate stability | ASTAB | Volumetric Aggergrate Stability Test | Deionized Water |  | Calculation | 3 min | Volume | MEASURED | % | prcnt | PERCENT | http://qudt.org/vocab/unit/PERCENT | Woods End Laboratories |  |  | PROPRIETARY | VALID | 2024-11-13T12:00:00Z
SOIL | L_MODV2_SOIL_ASTAB_007 | aggregate stability | ASTAB | Image recognition | Image recognition |  | Slaking | 10 min | Calculation | CALCULATION | ratio | ratio | UNITLESS | http://qudt.org/vocab/unit/UNITLESS | Soil Health Institute | https://soilhealthinstitute.org/app/uploads/2022/06/SOP_AggStability_ImageRecogn_simplified_v1.2.pdf |  | OFFICIAL | VALID | 2024-11-13T12:00:00Z
SOIL | L_MODV2_SOIL_AL_001 | aluminum | AL | Ammonium Chloride/Barium Chloride | NH4Cl/BaCl2 |  | m/v |  | ICP-OES | MEASURED | mEq/100g | mEq1hg-1 | MilliEQ-PER-HectoGM | http://qudt.org/vocab/unit/MilliEQ-PER-HectoGM |  | https://www.naptprogram.org/files/napt/western-states-method-manual-2005.pdf |  | PROVISIONAL | VALID | 2024-11-13T12:00:00Z
SOIL | L_MODV2_SOIL_AL_002 | aluminum | AL | Ammonium Oxalate | Acid Ammonium Oxalate |  | m/v |  | ICP-OES | MEASURED | mg/kg | mg1kg-1 | MilliGM-PER-KiloGM | http://qudt.org/vocab/unit/MilliGM-PER-KiloGM | CSSS | Ross, G. J. and Wang C. 1993. Extractable Al, Fe, Mn, and Si. pp. 239-246. In: Carter, M. R. (ed), Soil Sampling and Methods of Analysis, Canadian Society of Soil Sciences, Lewis Publishers, Ann Arbor, MI. |  | PROVISIONAL | SUPERSEDED | 2024-11-13T12:00:00Z | 2026-04-02T12:00:00Z | Mass-per-mass/ppm harmonization to percent; was mg/kg
SOIL | L_MODV2_SOIL_AL_003 | aluminum | AL | Aqua Regia, Modified | Reverse Aqua Regia (HCl:HNO3, 1:3) | 0.048611 | m/v | 20 min | ICP-OES | MEASURED | % | prcnt | PERCENT | http://qudt.org/vocab/unit/PERCENT |  |  |  | EXPERIMENTAL | VALID | 2024-11-13T12:00:00Z | 2026-04-02T12:00:00Z | Reagent abbreviation: "Reverse Aqua Regia (1:3 mixture of hydro" → "Reverse Aqua Regia (HCl:HNO3, 1:3)"
SOIL | L_MODV2_SOIL_AL_004 | aluminum | AL | Calcium Chloride | 0.01 M CaCl2 | 0.048611 | m/v | 120 min | ICP-OES | MEASURED | mg/kg | mg1kg-1 | MilliGM-PER-KiloGM | http://qudt.org/vocab/unit/MilliGM-PER-KiloGM | WEPAL | Houba, V.J.G.; Novozamsky, I.; Lexmond, T.M.; Van der Lee, J.J., 2008. Applicability of 0.01 M CaCl2 as a single extraction solution for the assessment of the nutrient status of soils and other diagnostic purposes. Communications in Soil Science and Plant Analysis, Volume 21, 1990 - Issue 19-20. |  | PROVISIONAL | SUPERSEDED | 2024-11-13T12:00:00Z | 2026-04-02T12:00:00Z | Mass-per-mass/ppm harmonization to percent; was mg/kg
SOIL | L_MODV2_SOIL_AL_005 | aluminum | AL | Calculation | Calculation | Calculation | Calculation | Calculation | Calculation | MEASURED | % | prcnt | PERCENT | http://qudt.org/vocab/unit/PERCENT |  |  |  | PROVISIONAL | VALID | 2024-11-13T12:00:00Z
SOIL | L_MODV2_SOIL_AL_006 | aluminum | AL | DTPA-Sorbitol | DTPA-Sorbitol (0.005 M DTPA, 0.01 M CaCl2 and 0.10 M Triethanolamine and 0.20 M of Sorbitol, adjusted to pH 7.3 and .) | 0.043056 | m/v | 120 min | ICP-OES | MEASURED | mg/kg | mg1kg-1 | MilliGM-PER-KiloGM | http://qudt.org/vocab/unit/MilliGM-PER-KiloGM | WERA-103 | Soil, Plant and Water Reference Methods for the Western Region, 4th Edition, 2013, WERA-103. Method S-6.12 |  | EXPERIMENTAL | SUPERSEDED | 2024-11-13T12:00:00Z | 2026-04-03T12:00:00Z | Mass-per-mass/ppm harmonization to percent; was mg/kg ¦ 2026-04-03: Terminology and chemical naming standardization pass.
SOIL | L_MODV2_SOIL_AL_007 | aluminum | AL | EPA 3050A/B | EPA 3050A/B Digestion (HNO3, HCl), EPA 6010B (ICP-OES) | 0.052083 | m/v | Heat to 95C, reflux for 15 minutes, cool, then add 5 mL HNO3 and reflux for 30 minutes. Repeat last step as required. | ICP-OES | MEASURED | mg/kg | mg1kg-1 | MilliGM-PER-KiloGM | http://qudt.org/vocab/unit/MilliGM-PER-KiloGM | US-EPA | U.S. EPA. 1996. “Method 3050B: Acid Digestion of Sediments, Sludges, and Soils,” Revision 2. Washington, DC. / EPA Method 3050B (SW-846): Acid Digestion of Sediments, Sludges, and Soils, 1996. |  | OFFICIAL | SUPERSEDED | 2024-11-13T12:00:00Z | 2026-04-03T12:00:00Z | Mass-per-mass/ppm harmonization to percent; was mg/kg; Reagent abbreviation: "EPA 3050A/B Digestion (Nitric Acid, Hydr" → "EPA 3050A/B Digestion (HNO3, HCl), EPA 6" ¦ 2026-04-03: Final audit fixes applied | Extraction ratio may vary
SOIL | L_MODV2_SOIL_AL_008 | aluminum | AL | EPA 3051A/B | EPA 3051A/B Microwave Digestion (HNO3, HCl), EPA 6010B (ICP-OES) | 0.048611 |  |  |  | MEASURED | mg/kg | mg1kg-1 | MilliGM-PER-KiloGM | http://qudt.org/vocab/unit/MilliGM-PER-KiloGM | US-EPA |  |  | OFFICIAL | SUPERSEDED | 2024-11-13T12:00:00Z | 2026-04-02T12:00:00Z | Mass-per-mass/ppm harmonization to percent; was mg/kg; Reagent abbreviation: "EPA 3051A/B Microwave Digestion (Nitric " → "EPA 3051A/B Microwave Digestion (HNO3, H"
SOIL | L_MODV2_SOIL_AL_009 | aluminum | AL | EPA 3052 | EPA 3052 Microwave Digestion (HNO3, HF), EPA 6010B (ICP-OES) | 0.048611 |  |  |  | MEASURED | mg/kg | mg1kg-1 | MilliGM-PER-KiloGM | http://qudt.org/vocab/unit/MilliGM-PER-KiloGM | US-EPA |  |  | OFFICIAL | SUPERSEDED | 2024-11-13T12:00:00Z | 2026-04-02T12:00:00Z | Mass-per-mass/ppm harmonization to percent; was mg/kg; Reagent abbreviation: "EPA 3052 MIcrowave Digestion (Nitric Aci" → "EPA 3052 Microwave Digestion (HNO3, HF),"
SOIL | L_MODV2_SOIL_AL_010 | aluminum | AL | H3A-1 | H3A-1 Extractant (H3A-1 0.0024 M citric acid + 0.004 M oxalic acid + 0.004 M malic acid at pH 3.75 ) |  | m/v | 10 min | ICP-OES | MEASURED | mg/kg | mg1kg-1 | MilliGM-PER-KiloGM | http://qudt.org/vocab/unit/MilliGM-PER-KiloGM |  | Haney, R. L., et al. "Modifications to the new soil extractant H3A-1: A multinutrient extractant." Communications in soil science and plant analysis 41.12 (2010): 1513-1523. |  | EXPERIMENTAL | SUPERSEDED | 2024-11-13T12:00:00Z | 2026-04-02T12:00:00Z | Mass-per-mass/ppm harmonization to percent; was mg/kg
SOIL | L_MODV2_SOIL_AL_011 | aluminum | AL | Ion Exchange Resin | Resin Extraction - Unibest (0.5 M HCl) | Saturated paste |  |  | ICP-OES | MEASURED | mg/kg | mg1kg-1 | MilliGM-PER-KiloGM | http://qudt.org/vocab/unit/MilliGM-PER-KiloGM | UniBest, Inc | https://www.unibestinc.com/about |  | PROPRIETARY | SUPERSEDED | 2024-11-13T12:00:00Z | 2026-04-02T12:00:00Z | Mass-per-mass/ppm harmonization to percent; was mg/kg
SOIL | L_MODV2_SOIL_AL_012 | aluminum | AL | Mehlich 3 | Mehlich 3 (0.2 N CH3COOH + 0.25 N NH4NO3 + 0.013 N HNO3 + 0.015 N NH4F + 0.001 M EDTA) | 0.048611 | m/v | 5 min | ICP-OES, AAS | MEASURED | mg/kg | mg1kg-1 | MilliGM-PER-KiloGM | http://qudt.org/vocab/unit/MilliGM-PER-KiloGM | SERA-6, NCERA-13, NECC-1812 | Soil Test Methods From the Southeastern United States, SERA-IEG-6, 2014, Chapter 4.3 |  | PROVISIONAL | SUPERSEDED | 2024-11-13T12:00:00Z | 2026-04-03T12:00:00Z | Mass-per-mass/ppm harmonization to percent; was mg/kg ¦ 2026-04-03: Terminology harmonization — cross-matrix consistency pass. ¦ 2026-04-03: Terminology and chemical naming standardization pass.
SOIL | L_MODV2_SOIL_AL_013 | aluminum | AL | Mehlich 3 | Mehlich 3 (0.2 N CH3COOH + 0.25 N NH4NO3 + 0.013 N HNO3 + 0.015 N NH4F + 0.001 M EDTA) | 0.048611 | v/v | 5 min | ICP-OES, AAS | MEASURED | mg/L | mg1L-1 | MilliGM-PER-L | http://qudt.org/vocab/unit/MilliGM-PER-L | SERA-6 | Soil Test Methods From the Southeastern United States, SERA-IEG-6, 2014, Chapter 4.3 |  | PROVISIONAL | VALID | 2024-11-13T12:00:00Z | 2026-04-03T12:00:00Z | 2026-04-03: Terminology harmonization — cross-matrix consistency pass. ¦ 2026-04-03: Terminology and chemical naming standardization pass.
SOIL | L_MODV2_SOIL_AL_014 | aluminum | AL | Nitric Acid | HNO3 |  | m/v |  |  | MEASURED | mg/kg | mg1kg-1 | MilliGM-PER-KiloGM | http://qudt.org/vocab/unit/MilliGM-PER-KiloGM |  |  |  | EXPERIMENTAL | RETIRED | 2024-11-13T12:00:00Z | 2026-04-03T12:00:00Z | 2026-04-03: Terminology and chemical naming standardization pass.
SOIL | L_MODV2_SOIL_AL_015 | aluminum | AL | Plant Root Simulator | Plant Root Simulator - PRS | Saturated paste | in situ probe | 180 min | ICP-OES | MEASURED | mg/m2 | mg1[m2]-1 | MilliGM-PER-M2 | http://qudt.org/vocab/unit/MilliGM-PER-M2 | Western Ag Innovations | 2013. Ion Supply Rates Using PRS® Probes, pp. 1149-152 in R. O. Miller, R Gavlak and D Horneck, eds. Soil, Plant and Water Reference Methods for the Western Region. WREP-125, 4th Edition. |  | PROPRIETARY | VALID | 2024-11-13T12:00:00Z
SOIL | L_MODV2_SOIL_AL_016 | aluminum | AL | Plant Root Simulator | Plant Root Simulator - PRS | Saturated paste | in situ probe | 24 hrs | ICP-OES | MEASURED | mg/m2 | mg1[m2]-1 | MilliGM-PER-M2 | http://qudt.org/vocab/unit/MilliGM-PER-M2 | Western Ag Innovations | 2013. Ion Supply Rates Using PRS® Probes, pp. 1149-152 in R. O. Miller, R Gavlak and D Horneck, eds. Soil, Plant and Water Reference Methods for the Western Region. WREP-125, 4th Edition. |  | PROPRIETARY | VALID | 2024-11-13T12:00:00Z
SOIL | L_MODV2_SOIL_AL_017 | aluminum | AL | Plant Root Simulator | Plant Root Simulator - PRS | Field Capacity | in situ probe | 24 hrs | ICP-OES | MEASURED | mg/m2 | mg1[m2]-1 | MilliGM-PER-M2 | http://qudt.org/vocab/unit/MilliGM-PER-M2 | Western Ag Innovations | 2013. Ion Supply Rates Using PRS® Probes, pp. 1149-152 in R. O. Miller, R Gavlak and D Horneck, eds. Soil, Plant and Water Reference Methods for the Western Region. WREP-125, 4th Edition. |  | PROPRIETARY | VALID | 2024-11-13T12:00:00Z
SOIL | L_MODV2_SOIL_AL_018 | aluminum | AL | Potassium Chloride | 1.0 M KCl | 0.045139 | m/v | 30 min | ICP-OES | MEASURED | mg/kg | mg1kg-1 | MilliGM-PER-KiloGM | http://qudt.org/vocab/unit/MilliGM-PER-KiloGM | WERA-103 | Soil, Plant and Water Reference Methods for the Western Region, 4th Edition, 2013. Method S-15.1 |  | OFFICIAL | SUPERSEDED | 2024-11-13T12:00:00Z | 2026-04-02T12:00:00Z | Mass-per-mass/ppm harmonization to percent; was mg/kg
SOIL | L_MODV2_SOIL_AL_019 | aluminum | AL | Potassium Chloride | 1.0 M KCl | 0.045139 | m/v | 30 min | ICP-OES | MEASURED | mg/kg | mg1kg-1 | MilliGM-PER-KiloGM | http://qudt.org/vocab/unit/MilliGM-PER-KiloGM | WERA-103 | Soil, Plant and Water Reference Methods for the Western Region, 4th Edition, 2013. Method S-15.1 |  | OFFICIAL | SUPERSEDED | 2024-11-13T12:00:00Z | 2026-04-02T12:00:00Z | Mass-per-mass/ppm harmonization to percent; was mg/kg
SOIL | L_MODV2_SOIL_AL_020 | aluminum | AL | Potassium Chloride | 1.0 M KCl | 0.045139 | m/v | 30 min | Titration | MEASURED | mg/kg | mg1kg-1 | MilliGM-PER-KiloGM | http://qudt.org/vocab/unit/MilliGM-PER-KiloGM | WERA-103 | Soil, Plant and Water Reference Methods for the Western Region, 4th Edition, 2013. Method S-15.1 |  | OFFICIAL | SUPERSEDED | 2024-11-13T12:00:00Z | 2026-04-02T12:00:00Z | Mass-per-mass/ppm harmonization to percent; was mg/kg
SOIL | L_MODV2_SOIL_AL_021 | aluminum | AL | Potassium Chloride | 1.0 M KCl | 0.045139 | m/v | 30 min | Titration | MEASURED | mg/kg | mg1kg-1 | MilliGM-PER-KiloGM | http://qudt.org/vocab/unit/MilliGM-PER-KiloGM | WERA-103 | Soil, Plant and Water Reference Methods for the Western Region, 4th Edition, 2013. Method S-15.1 |  | OFFICIAL | SUPERSEDED | 2024-11-13T12:00:00Z | 2026-04-02T12:00:00Z | Mass-per-mass/ppm harmonization to percent; was mg/kg
SOIL | L_MODV2_SOIL_AL_022 | aluminum | AL | Saturated paste | Soil saturated with DI water, subsequent extraction and retained for analysis | Saturated paste | m/m | 4 hrs | ICP-OES | MEASURED | mg/L | mg1L-1 | MilliGM-PER-L | http://qudt.org/vocab/unit/MilliGM-PER-L | USDA | US Salinity Staff, 1954. L.A Richards (ed.) Diagnosis and improvement of saline alkali soils. 160 p. USDA Handb. 60 US Govt. Print Office, Washington DC. |  | EXPERIMENTAL | VALID | 2024-11-13T12:00:00Z
SOIL | L_MODV2_SOIL_AL_023 | aluminum | AL | Mehlich 3 | Mehlich 3 (0.2 N CH3COOH + 0.25 N NH4NO3 + 0.013 N HNO3 + 0.015 N NH4F + 0.001 M EDTA) | 0.048611 | m/v | 5 min | ICP-OES, AAS | MEASURED | mg/kg | mg1kg-1 | MilliGM-PER-KiloGM | http://qudt.org/vocab/unit/MilliGM-PER-KiloGM |  | Soil Test Methods From the Southeastern United States, SERA-IEG-6, 2014, Chapter 4.3 |  | PROVISIONAL | SUPERSEDED | 2024-11-13T12:00:00Z | 2026-04-03T12:00:00Z | Mass-per-mass/ppm harmonization to percent; was mg/kg ¦ 2026-04-03: Terminology harmonization — cross-matrix consistency pass. ¦ 2026-04-03: Terminology and chemical naming standardization pass.
SOIL | L_MODV2_SOIL_AL_024 | aluminum | AL | Modified Morgan | Modified Morgan (0.62 N NH4OH + 1.25 N CH3COOH) | 0.045139 | m/v | 15 min | ICP-OES | MEASURED | mg/kg | mg1kg-1 | MilliGM-PER-KiloGM | http://qudt.org/vocab/unit/MilliGM-PER-KiloGM | Cornell | https://bpb-us-e1.wpmucdn.com/blogs.cornell.edu/dist/7/9922/files/2022/04/CSH13-Modified-Morgan-Extraction-and-pH-Measurement-SOP-4-2022-1.pdf |  | OFFICIAL | SUPERSEDED | 2024-11-13T12:00:00Z | 2026-04-02T12:00:00Z | Mass-per-mass/ppm harmonization to percent; was mg/kg
SOIL | L_MODV2_SOIL_AL_025 | aluminum | AL | Potassium Chloride | 0.2 M CaCl2 | 0.045139 | m/v | 30 min | ICP-OES | MEASURED | mg/kg | mg1kg-1 | MilliGM-PER-KiloGM | http://qudt.org/vocab/unit/MilliGM-PER-KiloGM | ASPAC |  |  | OFFICIAL | SUPERSEDED | 2024-11-13T12:00:00Z | 2026-04-02T12:00:00Z | Mass-per-mass/ppm harmonization to percent; was mg/kg
SOIL | L_MODV2_SOIL_AL_026 | aluminum | AL | Ammonium Oxalate | Acid Ammonium Oxalate |  | m/v |  | ICP-OES | MEASURED | % | prcnt | PERCENT | http://qudt.org/vocab/unit/PERCENT | CSSS | Ross, G. J. and Wang C. 1993. Extractable Al, Fe, Mn, and Si. pp. 239-246. In: Carter, M. R. (ed), Soil Sampling and Methods of Analysis, Canadian Society of Soil Sciences, Lewis Publishers, Ann Arbor, MI. |  | PROVISIONAL | CANDIDATE | 2026-04-02T12:00:00Z
SOIL | L_MODV2_SOIL_AL_027 | aluminum | AL | Calcium Chloride | 0.01 M CaCl2 | 0.048611 | m/v | 120 min | ICP-OES | MEASURED | % | prcnt | PERCENT | http://qudt.org/vocab/unit/PERCENT | WEPAL | Houba, V.J.G.; Novozamsky, I.; Lexmond, T.M.; Van der Lee, J.J., 2008. Applicability of 0.01 M CaCl2 as a single extraction solution for the assessment of the nutrient status of soils and other diagnostic purposes. Communications in Soil Science and Plant Analysis, Volume 21, 1990 - Issue 19-20. |  | PROVISIONAL | CANDIDATE | 2026-04-02T12:00:00Z
SOIL | L_MODV2_SOIL_AL_028 | aluminum | AL | DTPA-Sorbitol | DTPA-Sorbitol (0.005 M DTPA, 0.01 M CaCl2 and 0.10 M Triethanolamine and 0.20 M of Sorbitol, adjusted to pH 7.3 and .) | 0.043056 | m/v | 120 min | ICP-OES | MEASURED | % | prcnt | PERCENT | http://qudt.org/vocab/unit/PERCENT | WERA-103 | Soil, Plant and Water Reference Methods for the Western Region, 4th Edition, 2013, WERA-103. Method S-6.12 |  | EXPERIMENTAL | CANDIDATE | 2026-04-02T12:00:00Z
SOIL | L_MODV2_SOIL_AL_029 | aluminum | AL | EPA 3050A/B | EPA 3050A/B Digestion (HNO3, HCl), EPA 6010B (ICP-OES) | 0.052083 | m/v | Heat to 95C, reflux for 15 minutes, cool, then add 5 mL HNO3 and reflux for 30 minutes. Repeat last step as required. | ICP-OES | MEASURED | % | prcnt | PERCENT | http://qudt.org/vocab/unit/PERCENT | US-EPA | U.S. EPA. 1996. “Method 3050B: Acid Digestion of Sediments, Sludges, and Soils,” Revision 2. Washington, DC. / EPA Method 3050B (SW-846): Acid Digestion of Sediments, Sludges, and Soils, 1996. |  | OFFICIAL | CANDIDATE | 2026-04-02T12:00:00Z |  |  | Extraction ratio may vary
SOIL | L_MODV2_SOIL_AL_030 | aluminum | AL | EPA 3051A/B | EPA 3051A/B Microwave Digestion (HNO3, HCl), EPA 6010B (ICP-OES) | 0.048611 |  |  |  | MEASURED | % | prcnt | PERCENT | http://qudt.org/vocab/unit/PERCENT | US-EPA |  |  | OFFICIAL | CANDIDATE | 2026-04-02T12:00:00Z
SOIL | L_MODV2_SOIL_AL_031 | aluminum | AL | EPA 3052 | EPA 3052 Microwave Digestion (HNO3, HF), EPA 6010B (ICP-OES) | 0.048611 |  |  |  | MEASURED | % | prcnt | PERCENT | http://qudt.org/vocab/unit/PERCENT | US-EPA |  |  | OFFICIAL | CANDIDATE | 2026-04-02T12:00:00Z
SOIL | L_MODV2_SOIL_AL_032 | aluminum | AL | H3A-1 | H3A-1 Extractant (H3A-1 0.0024 M citric acid + 0.004 M oxalic acid + 0.004 M malic acid at pH 3.75 ) |  | m/v | 10 min | ICP-OES | MEASURED | % | prcnt | PERCENT | http://qudt.org/vocab/unit/PERCENT |  | Haney, R. L., et al. "Modifications to the new soil extractant H3A-1: A multinutrient extractant." Communications in soil science and plant analysis 41.12 (2010): 1513-1523. |  | EXPERIMENTAL | CANDIDATE | 2026-04-02T12:00:00Z
SOIL | L_MODV2_SOIL_AL_033 | aluminum | AL | Ion Exchange Resin | Resin Extraction - Unibest (0.5 M HCl) | Saturated paste |  |  | ICP-OES | MEASURED | % | prcnt | PERCENT | http://qudt.org/vocab/unit/PERCENT | UniBest, Inc | https://www.unibestinc.com/about |  | PROPRIETARY | CANDIDATE | 2026-04-02T12:00:00Z
SOIL | L_MODV2_SOIL_AL_034 | aluminum | AL | Mehlich 3 | Mehlich 3 (0.2 N CH3COOH + 0.25 N NH4NO3 + 0.013 N HNO3 + 0.015 N NH4F + 0.001 M EDTA) | 0.048611 | m/v | 5 min | ICP-OES, AAS | MEASURED | % | prcnt | PERCENT | http://qudt.org/vocab/unit/PERCENT | SERA-6, NCERA-13, NECC-1812 | Soil Test Methods From the Southeastern United States, SERA-IEG-6, 2014, Chapter 4.3 |  | PROVISIONAL | CANDIDATE | 2026-04-02T12:00:00Z
SOIL | L_MODV2_SOIL_AL_035 | aluminum | AL | Potassium Chloride | 1.0 M KCl | 0.045139 | m/v | 30 min | ICP-OES | MEASURED | % | prcnt | PERCENT | http://qudt.org/vocab/unit/PERCENT | WERA-103 | Soil, Plant and Water Reference Methods for the Western Region, 4th Edition, 2013. Method S-15.1 |  | OFFICIAL | CANDIDATE | 2026-04-02T12:00:00Z
SOIL | L_MODV2_SOIL_AL_036 | aluminum | AL | Potassium Chloride | 1.0 M KCl | 0.045139 | m/v | 30 min | ICP-OES | MEASURED | % | prcnt | PERCENT | http://qudt.org/vocab/unit/PERCENT | WERA-103 | Soil, Plant and Water Reference Methods for the Western Region, 4th Edition, 2013. Method S-15.1 |  | OFFICIAL | CANDIDATE | 2026-04-02T12:00:00Z
SOIL | L_MODV2_SOIL_AL_037 | aluminum | AL | Potassium Chloride | 1.0 M KCl | 0.045139 | m/v | 30 min | Titration | MEASURED | % | prcnt | PERCENT | http://qudt.org/vocab/unit/PERCENT | WERA-103 | Soil, Plant and Water Reference Methods for the Western Region, 4th Edition, 2013. Method S-15.1 |  | OFFICIAL | CANDIDATE | 2026-04-02T12:00:00Z
SOIL | L_MODV2_SOIL_AL_038 | aluminum | AL | Potassium Chloride | 1.0 M KCl | 0.045139 | m/v | 30 min | Titration | MEASURED | % | prcnt | PERCENT | http://qudt.org/vocab/unit/PERCENT | WERA-103 | Soil, Plant and Water Reference Methods for the Western Region, 4th Edition, 2013. Method S-15.1 |  | OFFICIAL | CANDIDATE | 2026-04-02T12:00:00Z
SOIL | L_MODV2_SOIL_AL_039 | aluminum | AL | Mehlich 3 | Mehlich 3 (0.2 N CH3COOH + 0.25 N NH4NO3 + 0.013 N HNO3 + 0.015 N NH4F + 0.001 M EDTA) | 0.048611 | m/v | 5 min | ICP-OES, AAS | MEASURED | % | prcnt | PERCENT | http://qudt.org/vocab/unit/PERCENT |  | Soil Test Methods From the Southeastern United States, SERA-IEG-6, 2014, Chapter 4.3 |  | PROVISIONAL | CANDIDATE | 2026-04-02T12:00:00Z
SOIL | L_MODV2_SOIL_AL_040 | aluminum | AL | Modified Morgan | Modified Morgan (0.62 N NH4OH + 1.25 N CH3COOH) | 0.045139 | m/v | 15 min | ICP-OES | MEASURED | % | prcnt | PERCENT | http://qudt.org/vocab/unit/PERCENT | Cornell | https://bpb-us-e1.wpmucdn.com/blogs.cornell.edu/dist/7/9922/files/2022/04/CSH13-Modified-Morgan-Extraction-and-pH-Measurement-SOP-4-2022-1.pdf |  | OFFICIAL | CANDIDATE | 2026-04-02T12:00:00Z
SOIL | L_MODV2_SOIL_AL_041 | aluminum | AL | Potassium Chloride | 0.2 M CaCl2 | 0.045139 | m/v | 30 min | ICP-OES | MEASURED | % | prcnt | PERCENT | http://qudt.org/vocab/unit/PERCENT | ASPAC |  |  | OFFICIAL | CANDIDATE | 2026-04-02T12:00:00Z
SOIL | L_MODV2_SOIL_AMINON_001 | amino nitrogen | AMINON | Boric Acid | NH2 Release (Boric Acid) |  |  |  | Titration | MEASURED | mg/kg | mg1kg-1 | MilliGM-PER-KiloGM | http://qudt.org/vocab/unit/MilliGM-PER-KiloGM |  |  |  | EXPERIMENTAL | SUPERSEDED | 2024-11-13T12:00:00Z | 2026-04-02T12:00:00Z | Mass-per-mass/ppm harmonization to percent; was mg/kg
SOIL | L_MODV2_SOIL_AMINON_002 | amino nitrogen | AMINON | Boric Acid | NH2 Release (Boric Acid) |  |  |  | Titration | MEASURED | % | prcnt | PERCENT | http://qudt.org/vocab/unit/PERCENT |  |  |  | EXPERIMENTAL | CANDIDATE | 2026-04-02T12:00:00Z
SOIL | L_MODV2_SOIL_NH4_001 | ammonium | NH4 | Plant Root Simulator | Plant Root Simulator - PRS | Saturated paste | in situ probe | 180 min | Spectrophotometric | MEASURED | mg/m2 | mg1[m2]-1 | MilliGM-PER-M2 | http://qudt.org/vocab/unit/MilliGM-PER-M2 | Western Ag Innovations | 2013. Ion Supply Rates Using PRS® Probes, pp. 1149-152 in R. O. Miller, R Gavlak and D Horneck, eds. Soil, Plant and Water Reference Methods for the Western Region. WREP-125, 4th Edition. |  | PROPRIETARY | VALID | 2024-11-13T12:00:00Z
SOIL | L_MODV2_SOIL_NH4_002 | ammonium | NH4 | Plant Root Simulator | Plant Root Simulator - PRS | Saturated paste | in situ probe | 24 hrs | Spectrophotometric | MEASURED | mg/m2 | mg1[m2]-1 | MilliGM-PER-M2 | http://qudt.org/vocab/unit/MilliGM-PER-M2 | Western Ag Innovations | 2013. Ion Supply Rates Using PRS® Probes, pp. 1149-152 in R. O. Miller, R Gavlak and D Horneck, eds. Soil, Plant and Water Reference Methods for the Western Region. WREP-125, 4th Edition. |  | PROPRIETARY | VALID | 2024-11-13T12:00:00Z
SOIL | L_MODV2_SOIL_NH4_003 | ammonium | NH4 | Plant Root Simulator | Plant Root Simulator - PRS | Saturated paste | in situ probe | 24 hrs | Spectrophotometric | MEASURED | mg/m2 | mg1[m2]-1 | MilliGM-PER-M2 | http://qudt.org/vocab/unit/MilliGM-PER-M2 | Western Ag Innovations | 2013. Ion Supply Rates Using PRS® Probes, pp. 1149-152 in R. O. Miller, R Gavlak and D Horneck, eds. Soil, Plant and Water Reference Methods for the Western Region. WREP-125, 4th Edition. |  | PROPRIETARY | VALID | 2024-11-13T12:00:00Z
SOIL | L_MODV2_SOIL_NH4N_001 | ammonium-nitrogen | NH4N | Calcium Chloride | 0.01 M CaCl2 | 0.048611 | m/v | 120 min | ICP-OES | MEASURED | mg/kg | mg1kg-1 | MilliGM-PER-KiloGM | http://qudt.org/vocab/unit/MilliGM-PER-KiloGM | WEPAL | Houba, V.J.G.; Novozamsky, I.; Lexmond, T.M.; Van der Lee, J.J., 2008. Applicability of 0.01 M CaCl2 as a single extraction solution for the assessment of the nutrient status of soils and other diagnostic purposes. Communications in Soil Science and Plant Analysis, Volume 21, 1990 - Issue 19-20. |  | OFFICIAL | SUPERSEDED | 2024-11-13T12:00:00Z | 2026-04-02T12:00:00Z | Mass-per-mass/ppm harmonization to percent; was mg/kg
SOIL | L_MODV2_SOIL_NH4N_002 | ammonium-nitrogen | NH4N | Slurry | Deionized Water | 0.042361 | m/m |  | Spectrophotometric | MEASURED | mg/kg | mg1kg-1 | MilliGM-PER-KiloGM | http://qudt.org/vocab/unit/MilliGM-PER-KiloGM |  |  |  | EXPERIMENTAL | SUPERSEDED | 2024-11-13T12:00:00Z | 2026-04-02T12:00:00Z | Mass-per-mass/ppm harmonization to percent; was mg/kg
SOIL | L_MODV2_SOIL_NH4N_003 | ammonium-nitrogen | NH4N | H3A-1 | H3A-1 Extractant (H3A-1 0.0024 M citric acid + 0.004 M oxalic acid + 0.004 M malic acid at pH 3.75 ) | 0.048611 | m/v | 10 min | Spectrophotometric | MEASURED | mg/kg | mg1kg-1 | MilliGM-PER-KiloGM | http://qudt.org/vocab/unit/MilliGM-PER-KiloGM |  | Communications in Soil Science and Plant Analysis 41(12):1513-1523, DOI:10.1080/00103624.2010.482173 |  | EXPERIMENTAL | SUPERSEDED | 2024-11-13T12:00:00Z | 2026-04-02T12:00:00Z | Mass-per-mass/ppm harmonization to percent; was mg/kg
SOIL | L_MODV2_SOIL_NH4N_004 | ammonium-nitrogen | NH4N | Ion Exchange Resin | Resin Extraction - Unibest (0.5 M HCl) | Saturated paste |  |  | Spectrophotometric | MEASURED | mg/kg | mg1kg-1 | MilliGM-PER-KiloGM | http://qudt.org/vocab/unit/MilliGM-PER-KiloGM |  |  |  | PROPRIETARY | SUPERSEDED | 2024-11-13T12:00:00Z | 2026-04-02T12:00:00Z | Mass-per-mass/ppm harmonization to percent; was mg/kg
SOIL | L_MODV2_SOIL_NH4N_005 | ammonium-nitrogen | NH4N | Potassium Chloride | 1.0 M KCl | 0.045139 | m/v | 30 min | Spectrophotometric | MEASURED | mg/kg | mg1kg-1 | MilliGM-PER-KiloGM | http://qudt.org/vocab/unit/MilliGM-PER-KiloGM | NCERA-13 | North Central Regional Research Publication No. 221 (Revised 2015), Chapter 5, pp 5.1-5.3. |  | OFFICIAL | SUPERSEDED | 2024-11-13T12:00:00Z | 2026-04-02T12:00:00Z | Mass-per-mass/ppm harmonization to percent; was mg/kg
SOIL | L_MODV2_SOIL_NH4N_006 | ammonium-nitrogen | NH4N | Potassium Chloride | 1.0 M KCl | 0.045139 | m/v | 30 min | Diffusion Conductivity | MEASURED | mg/kg | mg1kg-1 | MilliGM-PER-KiloGM | http://qudt.org/vocab/unit/MilliGM-PER-KiloGM | NCERA-13 | North Central Regional Research Publication No. 221 (Revised 2015), Chapter 5, pp 5.1-5.3. |  | OFFICIAL | SUPERSEDED | 2024-11-13T12:00:00Z | 2026-04-03T12:00:00Z | Mass-per-mass/ppm harmonization to percent; was mg/kg ¦ 2026-04-03: Final audit fixes applied
SOIL | L_MODV2_SOIL_NH4N_007 | ammonium-nitrogen | NH4N | Potassium Chloride | 0.5 M KCl | 0.045139 |  |  | Spectrophotometric | MEASURED | mg/kg | mg1kg-1 | MilliGM-PER-KiloGM | http://qudt.org/vocab/unit/MilliGM-PER-KiloGM |  |  |  | PROVISIONAL | SUPERSEDED | 2024-11-13T12:00:00Z | 2026-04-02T12:00:00Z | Mass-per-mass/ppm harmonization to percent; was mg/kg
SOIL | L_MODV2_SOIL_NH4N_008 | ammonium-nitrogen | NH4N | Potassium Chloride | 2.0 M KCl | 0.045139 | m/v | 30 min | Spectrophotometric | MEASURED | mg/kg | mg1kg-1 | MilliGM-PER-KiloGM | http://qudt.org/vocab/unit/MilliGM-PER-KiloGM | NCERA-13 | North Central Regional Research Publication No. 221 (Revised 2015), Chapter 5, pp 5.1-5.3. |  | OFFICIAL | SUPERSEDED | 2024-11-13T12:00:00Z | 2026-04-02T12:00:00Z | Mass-per-mass/ppm harmonization to percent; was mg/kg
SOIL | L_MODV2_SOIL_NH4N_009 | ammonium-nitrogen | NH4N | Saturated paste | Soil saturated with DI water, subsequent extraction and retained for analysis | Saturated paste | m/m | 4 hrs | Spectrophotometric | MEASURED | mg/L | mg1L-1 | MilliGM-PER-L | http://qudt.org/vocab/unit/MilliGM-PER-L | USDA | US Salinity Staff, 1954. L.A Richards (ed.) Diagnosis and improvement of saline alkali soils. 160 p. USDA Handb. 60 US Govt. Print Office, Washington DC. |  | PROVISIONAL | VALID | 2024-11-13T12:00:00Z
SOIL | L_MODV2_SOIL_NH4N_010 | ammonium-nitrogen | NH4N | Calcium Chloride | 0.01 M CaCl2 | 0.048611 | m/v | 120 min | ICP-OES | MEASURED | % | prcnt | PERCENT | http://qudt.org/vocab/unit/PERCENT | WEPAL | Houba, V.J.G.; Novozamsky, I.; Lexmond, T.M.; Van der Lee, J.J., 2008. Applicability of 0.01 M CaCl2 as a single extraction solution for the assessment of the nutrient status of soils and other diagnostic purposes. Communications in Soil Science and Plant Analysis, Volume 21, 1990 - Issue 19-20. |  | OFFICIAL | CANDIDATE | 2026-04-02T12:00:00Z
SOIL | L_MODV2_SOIL_NH4N_011 | ammonium-nitrogen | NH4N | Slurry | Deionized Water | 0.042361 | m/m |  | Spectrophotometric | MEASURED | % | prcnt | PERCENT | http://qudt.org/vocab/unit/PERCENT |  |  |  | EXPERIMENTAL | CANDIDATE | 2026-04-02T12:00:00Z
SOIL | L_MODV2_SOIL_NH4N_012 | ammonium-nitrogen | NH4N | H3A-1 | H3A-1 Extractant (H3A-1 0.0024 M citric acid + 0.004 M oxalic acid + 0.004 M malic acid at pH 3.75 ) | 0.048611 | m/v | 10 min | Spectrophotometric | MEASURED | % | prcnt | PERCENT | http://qudt.org/vocab/unit/PERCENT |  | Communications in Soil Science and Plant Analysis 41(12):1513-1523, DOI:10.1080/00103624.2010.482173 |  | EXPERIMENTAL | CANDIDATE | 2026-04-02T12:00:00Z
SOIL | L_MODV2_SOIL_NH4N_013 | ammonium-nitrogen | NH4N | Ion Exchange Resin | Resin Extraction - Unibest (0.5 M HCl) | Saturated paste |  |  | Spectrophotometric | MEASURED | % | prcnt | PERCENT | http://qudt.org/vocab/unit/PERCENT |  |  |  | PROPRIETARY | CANDIDATE | 2026-04-02T12:00:00Z
SOIL | L_MODV2_SOIL_NH4N_014 | ammonium-nitrogen | NH4N | Potassium Chloride | 1.0 M KCl | 0.045139 | m/v | 30 min | Spectrophotometric | MEASURED | % | prcnt | PERCENT | http://qudt.org/vocab/unit/PERCENT | NCERA-13 | North Central Regional Research Publication No. 221 (Revised 2015), Chapter 5, pp 5.1-5.3. |  | OFFICIAL | CANDIDATE | 2026-04-02T12:00:00Z
SOIL | L_MODV2_SOIL_NH4N_015 | ammonium-nitrogen | NH4N | Potassium Chloride | 1.0 M KCl | 0.045139 | m/v | 30 min | Diffusion Conductivity | MEASURED | % | prcnt | PERCENT | http://qudt.org/vocab/unit/PERCENT | NCERA-13 | North Central Regional Research Publication No. 221 (Revised 2015), Chapter 5, pp 5.1-5.3. |  | OFFICIAL | CANDIDATE | 2026-04-02T12:00:00Z
SOIL | L_MODV2_SOIL_NH4N_016 | ammonium-nitrogen | NH4N | Potassium Chloride | 0.5 M KCl | 0.045139 |  |  | Spectrophotometric | MEASURED | % | prcnt | PERCENT | http://qudt.org/vocab/unit/PERCENT |  |  |  | PROVISIONAL | CANDIDATE | 2026-04-02T12:00:00Z
SOIL | L_MODV2_SOIL_NH4N_017 | ammonium-nitrogen | NH4N | Potassium Chloride | 2.0 M KCl | 0.045139 | m/v | 30 min | Spectrophotometric | MEASURED | % | prcnt | PERCENT | http://qudt.org/vocab/unit/PERCENT | NCERA-13 | North Central Regional Research Publication No. 221 (Revised 2015), Chapter 5, pp 5.1-5.3. |  | OFFICIAL | CANDIDATE | 2026-04-02T12:00:00Z
SOIL | L_MODV2_SOIL_SB_001 | antimony | SB | EPA 3050 | EPA 3050 Digestion (HNO3, H2O2), EPA 6010B (ICP-OES) | 0.052083 | m/v | Heat to 95C, reflux for 15 minutes, cool, then add 5 mL HNO3 and reflux for 30 minutes. Repeat last step as required. | ICP-OES | MEASURED | mg/kg | mg1kg-1 | MilliGM-PER-KiloGM | http://qudt.org/vocab/unit/MilliGM-PER-KiloGM | US-EPA | U.S. EPA. 1996. “Method 3050B: Acid Digestion of Sediments, Sludges, and Soils,” Revision 2. Washington, DC. / EPA Method 3050B (SW-846): Acid Digestion of Sediments, Sludges, and Soils, 1996. |  | OFFICIAL | SUPERSEDED | 2024-11-13T12:00:00Z | 2026-04-03T12:00:00Z | Mass-per-mass/ppm harmonization to percent; was mg/kg; Reagent abbreviation: "EPA 3050 Digestion (Nitric Acid, Hydroge" → "EPA 3050 Digestion (HNO3, H2O2), EPA 601" ¦ 2026-04-03: Final audit fixes applied | Extraction ratio may vary
SOIL | L_MODV2_SOIL_SB_002 | antimony | SB | EPA 3050 | EPA 3050 Digestion (HNO3, H2O2), EPA 6010B (ICP-OES) | 0.052083 | m/v | Heat to 95C, reflux for 15 minutes, cool, then add 5 mL HNO3 and reflux for 30 minutes. Repeat last step as required. | ICP-OES | MEASURED | % | prcnt | PERCENT | http://qudt.org/vocab/unit/PERCENT | US-EPA | U.S. EPA. 1996. “Method 3050B: Acid Digestion of Sediments, Sludges, and Soils,” Revision 2. Washington, DC. / EPA Method 3050B (SW-846): Acid Digestion of Sediments, Sludges, and Soils, 1996. |  | OFFICIAL | CANDIDATE | 2026-04-02T12:00:00Z |  |  | Extraction ratio may vary
SOIL | L_MODV2_SOIL_AS_001 | arsenic | AS | Aqua Regia | Aqua Regia (HCl:HNO3, 3:1) | 0.048611 | m/v | 20 min | ICP-OES, ICP-MS | MEASURED | mg/kg | mg1kg-1 | MilliGM-PER-KiloGM | http://qudt.org/vocab/unit/MilliGM-PER-KiloGM | ISO | ISO standard 11466 or EPA 3051A |  | OFFICIAL | SUPERSEDED | 2024-11-13T12:00:00Z | 2026-04-03T12:00:00Z | Mass-per-mass/ppm harmonization to percent; was mg/kg; Reagent abbreviation: "Aqua Regia (3:1 mixture of hydrochloric " → "Aqua Regia (HCl:HNO3, 3:1)" ¦ 2026-04-03: Terminology harmonization — cross-matrix consistency pass.
SOIL | L_MODV2_SOIL_AS_002 | arsenic | AS | EPA 3050 | EPA 3050 Digestion (HNO3, H2O2), EPA 6010B (ICP-OES) | 0.052083 | m/v | Heat to 95C, reflux for 15 minutes, cool, then add 5 mL HNO3 and reflux for 30 minutes. Repeat last step as required. | ICP-OES | MEASURED | mg/kg | mg1kg-1 | MilliGM-PER-KiloGM | http://qudt.org/vocab/unit/MilliGM-PER-KiloGM | US-EPA | U.S. EPA. 1996. “Method 3050B: Acid Digestion of Sediments, Sludges, and Soils,” Revision 2. Washington, DC. / EPA Method 3050B (SW-846): Acid Digestion of Sediments, Sludges, and Soils, 1996. |  | OFFICIAL | SUPERSEDED | 2024-11-13T12:00:00Z | 2026-04-03T12:00:00Z | Mass-per-mass/ppm harmonization to percent; was mg/kg; Reagent abbreviation: "EPA 3050 Digestion (Nitric Acid, Hydroge" → "EPA 3050 Digestion (HNO3, H2O2), EPA 601" ¦ 2026-04-03: Final audit fixes applied | Extraction ratio may vary
SOIL | L_MODV2_SOIL_AS_003 | arsenic | AS | EPA 3050 | EPA 3050 Digestion (HNO3, H2O2), EPA 6010B (ICP-OES) | 0.052083 | m/v | Heat to 95C, reflux for 15 minutes, cool, then add 5 mL HNO3 and reflux for 30 minutes. Repeat last step as required. | ICP-OES | MEASURED | mg/kg | mg1kg-1 | MilliGM-PER-KiloGM | http://qudt.org/vocab/unit/MilliGM-PER-KiloGM | US-EPA | U.S. EPA. 1996. “Method 3050B: Acid Digestion of Sediments, Sludges, and Soils,” Revision 2. Washington, DC. / EPA Method 3050B (SW-846): Acid Digestion of Sediments, Sludges, and Soils, 1996. |  | OFFICIAL | SUPERSEDED | 2024-11-13T12:00:00Z | 2026-04-03T12:00:00Z | Mass-per-mass/ppm harmonization to percent; was mg/kg; Reagent abbreviation: "EPA 3050 Digestion (Nitric Acid, Hydroge" → "EPA 3050 Digestion (HNO3, H2O2), EPA 601" ¦ 2026-04-03: Final audit fixes applied | Extraction ratio may vary
SOIL | L_MODV2_SOIL_AS_004 | arsenic | AS | EPA 3051A/B | EPA 3051A/B Microwave Digestion (HNO3, HCl), EPA 6010B (ICP-OES) | 0.048611 |  |  |  | MEASURED | mg/kg | mg1kg-1 | MilliGM-PER-KiloGM | http://qudt.org/vocab/unit/MilliGM-PER-KiloGM | US-EPA | U.S. EPA. 1996. “Method 3050B: Acid Digestion of Sediments, Sludges, and Soils,” Revision 2. Washington, DC. / EPA Method 3050B (SW-846): Acid Digestion of Sediments, Sludges, and Soils, 1996. |  | OFFICIAL | SUPERSEDED | 2024-11-13T12:00:00Z | 2026-04-02T12:00:00Z | Mass-per-mass/ppm harmonization to percent; was mg/kg; Reagent abbreviation: "EPA 3051A/B Microwave Digestion (Nitric " → "EPA 3051A/B Microwave Digestion (HNO3, H"
SOIL | L_MODV2_SOIL_AS_005 | arsenic | AS | EPA 3052 | EPA 3052 Microwave Digestion (HNO3, HF), EPA 6010B (ICP-OES) | 0.048611 |  |  |  | MEASURED | mg/kg | mg1kg-1 | MilliGM-PER-KiloGM | http://qudt.org/vocab/unit/MilliGM-PER-KiloGM | US-EPA | U.S. EPA. 1996. “Method 3050B: Acid Digestion of Sediments, Sludges, and Soils,” Revision 2. Washington, DC. / EPA Method 3050B (SW-846): Acid Digestion of Sediments, Sludges, and Soils, 1996. |  | OFFICIAL | SUPERSEDED | 2024-11-13T12:00:00Z | 2026-04-02T12:00:00Z | Mass-per-mass/ppm harmonization to percent; was mg/kg; Reagent abbreviation: "EPA 3052 MIcrowave Digestion (Nitric Aci" → "EPA 3052 Microwave Digestion (HNO3, HF),"
SOIL | L_MODV2_SOIL_AS_006 | arsenic | AS | Aqua Regia | Aqua Regia (HCl:HNO3, 3:1) | 0.048611 | m/v | 20 min | ICP-OES, ICP-MS | MEASURED | % | prcnt | PERCENT | http://qudt.org/vocab/unit/PERCENT | ISO | ISO standard 11466 or EPA 3051A |  | OFFICIAL | CANDIDATE | 2026-04-02T12:00:00Z
SOIL | L_MODV2_SOIL_AS_007 | arsenic | AS | EPA 3050 | EPA 3050 Digestion (HNO3, H2O2), EPA 6010B (ICP-OES) | 0.052083 | m/v | Heat to 95C, reflux for 15 minutes, cool, then add 5 mL HNO3 and reflux for 30 minutes. Repeat last step as required. | ICP-OES | MEASURED | % | prcnt | PERCENT | http://qudt.org/vocab/unit/PERCENT | US-EPA | U.S. EPA. 1996. “Method 3050B: Acid Digestion of Sediments, Sludges, and Soils,” Revision 2. Washington, DC. / EPA Method 3050B (SW-846): Acid Digestion of Sediments, Sludges, and Soils, 1996. |  | OFFICIAL | CANDIDATE | 2026-04-02T12:00:00Z |  |  | Extraction ratio may vary
SOIL | L_MODV2_SOIL_AS_008 | arsenic | AS | EPA 3050 | EPA 3050 Digestion (HNO3, H2O2), EPA 6010B (ICP-OES) | 0.052083 | m/v | Heat to 95C, reflux for 15 minutes, cool, then add 5 mL HNO3 and reflux for 30 minutes. Repeat last step as required. | ICP-OES | MEASURED | % | prcnt | PERCENT | http://qudt.org/vocab/unit/PERCENT | US-EPA | U.S. EPA. 1996. “Method 3050B: Acid Digestion of Sediments, Sludges, and Soils,” Revision 2. Washington, DC. / EPA Method 3050B (SW-846): Acid Digestion of Sediments, Sludges, and Soils, 1996. |  | OFFICIAL | CANDIDATE | 2026-04-02T12:00:00Z |  |  | Extraction ratio may vary
SOIL | L_MODV2_SOIL_AS_009 | arsenic | AS | EPA 3051A/B | EPA 3051A/B Microwave Digestion (HNO3, HCl), EPA 6010B (ICP-OES) | 0.048611 |  |  |  | MEASURED | % | prcnt | PERCENT | http://qudt.org/vocab/unit/PERCENT | US-EPA | U.S. EPA. 1996. “Method 3050B: Acid Digestion of Sediments, Sludges, and Soils,” Revision 2. Washington, DC. / EPA Method 3050B (SW-846): Acid Digestion of Sediments, Sludges, and Soils, 1996. |  | OFFICIAL | CANDIDATE | 2026-04-02T12:00:00Z
SOIL | L_MODV2_SOIL_AS_010 | arsenic | AS | EPA 3052 | EPA 3052 Microwave Digestion (HNO3, HF), EPA 6010B (ICP-OES) | 0.048611 |  |  |  | MEASURED | % | prcnt | PERCENT | http://qudt.org/vocab/unit/PERCENT | US-EPA | U.S. EPA. 1996. “Method 3050B: Acid Digestion of Sediments, Sludges, and Soils,” Revision 2. Washington, DC. / EPA Method 3050B (SW-846): Acid Digestion of Sediments, Sludges, and Soils, 1996. |  | OFFICIAL | CANDIDATE | 2026-04-02T12:00:00Z
SOIL | L_MODV2_SOIL_ARYLS_001 | arylsulfatase | ARYLS |  | Assay incubation | 0.048611 | v/v |  | Spectrophotometric | MEASURED | nmol/h/mg | nmol1hr-1mg-1 | Needs QUDT Discussion | Needs QUDT Discussion | Soil Health Institute | Klose, et al., 2011 |  | OFFICIAL | VALID | 2024-11-13T12:00:00Z
SOIL | L_MODV2_SOIL_GAWC_001 | available moisture content | GAWC | Available Moisture Tension | Pressure Plate |  |  |  | Calculation | MEASURED | % | prcnt | PERCENT | http://qudt.org/vocab/unit/PERCENT |  |  |  | EXPERIMENTAL | RETIRED | 2024-11-13T12:00:00Z
SOIL | L_MODV2_SOIL_AWHC_001 | available water holding capacity | AWHC | Slurry | Ceramic plate method measured at -33 kPa (-10 kPa for sandy soils) and -1500 kPa | 0.044444 | v/v |  | Gravimetric | MEASURED | mg/kg | mg1kg-1 | MilliGM-PER-KiloGM | http://qudt.org/vocab/unit/MilliGM-PER-KiloGM | Soil Health Institute | Klute, 1986 |  | OFFICIAL | SUPERSEDED | 2024-11-13T12:00:00Z | 2026-04-02T12:00:00Z | Mass-per-mass/ppm harmonization to percent; was mg/kg
SOIL | L_MODV2_SOIL_AWHC_002 | available water holding capacity | AWHC | Slurry | Ceramic plate method measured at -33 kPa (-10 kPa for sandy soils) and -1500 kPa | 0.044444 | v/v |  | Gravimetric | MEASURED | % | prcnt | PERCENT | http://qudt.org/vocab/unit/PERCENT | Soil Health Institute | Klute, 1986 |  | OFFICIAL | CANDIDATE | 2026-04-02T12:00:00Z
SOIL | L_MODV2_SOIL_BA_001 | barium | BA | EPA 3050 | EPA 3050 Digestion (HNO3, H2O2), EPA 6010B (ICP-OES) | 0.052083 | m/v | Heat to 95C, reflux for 15 minutes, cool, then add 5 mL HNO3 and reflux for 30 minutes. Repeat last step as required. | ICP-OES | MEASURED | mg/kg | mg1kg-1 | MilliGM-PER-KiloGM | http://qudt.org/vocab/unit/MilliGM-PER-KiloGM | US-EPA | U.S. EPA. 1996. “Method 3050B: Acid Digestion of Sediments, Sludges, and Soils,” Revision 2. Washington, DC. / EPA Method 3050B (SW-846): Acid Digestion of Sediments, Sludges, and Soils, 1996. |  | OFFICIAL | SUPERSEDED | 2024-11-13T12:00:00Z | 2026-04-03T12:00:00Z | Mass-per-mass/ppm harmonization to percent; was mg/kg; Reagent abbreviation: "EPA 3050 Digestion (Nitric Acid, Hydroge" → "EPA 3050 Digestion (HNO3, H2O2), EPA 601" ¦ 2026-04-03: Final audit fixes applied | Extraction ratio may vary
SOIL | L_MODV2_SOIL_BA_002 | barium | BA | Mehlich 3 | Mehlich 3 (0.2 N CH3COOH + 0.25 N NH4NO3 + 0.013 N HNO3 + 0.015 N NH4F + 0.001 M EDTA) | 0.048611 | m/v | 5 min | ICP-OES, AAS | MEASURED | mg/kg | mg1kg-1 | MilliGM-PER-KiloGM | http://qudt.org/vocab/unit/MilliGM-PER-KiloGM |  |  |  | PROVISIONAL | SUPERSEDED | 2024-11-13T12:00:00Z | 2026-04-03T12:00:00Z | Mass-per-mass/ppm harmonization to percent; was mg/kg ¦ 2026-04-03: Terminology harmonization — cross-matrix consistency pass. ¦ 2026-04-03: Terminology and chemical naming standardization pass.
SOIL | L_MODV2_SOIL_BA_003 | barium | BA | EPA 3051A/B | EPA 3051A/B Microwave Digestion (HNO3, HCl), EPA 6010B (ICP-OES) | 0.048611 |  |  |  | MEASURED | mg/kg | mg1kg-1 | MilliGM-PER-KiloGM | http://qudt.org/vocab/unit/MilliGM-PER-KiloGM | US-EPA | U.S. EPA. 1996. “Method 3050B: Acid Digestion of Sediments, Sludges, and Soils,” Revision 2. Washington, DC. / EPA Method 3050B (SW-846): Acid Digestion of Sediments, Sludges, and Soils, 1996. |  | OFFICIAL | SUPERSEDED | 2024-11-13T12:00:00Z | 2026-04-02T12:00:00Z | Mass-per-mass/ppm harmonization to percent; was mg/kg; Reagent abbreviation: "EPA 3051A/B Microwave Digestion (Nitric " → "EPA 3051A/B Microwave Digestion (HNO3, H"
SOIL | L_MODV2_SOIL_BA_004 | barium | BA | EPA 3052 | EPA 3052 Microwave Digestion (HNO3, HF), EPA 6010B (ICP-OES) | 0.048611 |  |  |  | MEASURED | mg/kg | mg1kg-1 | MilliGM-PER-KiloGM | http://qudt.org/vocab/unit/MilliGM-PER-KiloGM | US-EPA | U.S. EPA. 1996. “Method 3050B: Acid Digestion of Sediments, Sludges, and Soils,” Revision 2. Washington, DC. / EPA Method 3050B (SW-846): Acid Digestion of Sediments, Sludges, and Soils, 1996. |  | OFFICIAL | SUPERSEDED | 2024-11-13T12:00:00Z | 2026-04-02T12:00:00Z | Mass-per-mass/ppm harmonization to percent; was mg/kg; Reagent abbreviation: "EPA 3052 MIcrowave Digestion (Nitric Aci" → "EPA 3052 Microwave Digestion (HNO3, HF),"
SOIL | L_MODV2_SOIL_BA_005 | barium | BA | EPA 3050 | EPA 3050 Digestion (HNO3, H2O2), EPA 6010B (ICP-OES) | 0.052083 | m/v | Heat to 95C, reflux for 15 minutes, cool, then add 5 mL HNO3 and reflux for 30 minutes. Repeat last step as required. | ICP-OES | MEASURED | % | prcnt | PERCENT | http://qudt.org/vocab/unit/PERCENT | US-EPA | U.S. EPA. 1996. “Method 3050B: Acid Digestion of Sediments, Sludges, and Soils,” Revision 2. Washington, DC. / EPA Method 3050B (SW-846): Acid Digestion of Sediments, Sludges, and Soils, 1996. |  | OFFICIAL | CANDIDATE | 2026-04-02T12:00:00Z |  |  | Extraction ratio may vary
SOIL | L_MODV2_SOIL_BA_006 | barium | BA | Mehlich 3 | Mehlich 3 (0.2 N CH3COOH + 0.25 N NH4NO3 + 0.013 N HNO3 + 0.015 N NH4F + 0.001 M EDTA) | 0.048611 | m/v | 5 min | ICP-OES, AAS | MEASURED | % | prcnt | PERCENT | http://qudt.org/vocab/unit/PERCENT |  |  |  | PROVISIONAL | CANDIDATE | 2026-04-02T12:00:00Z
SOIL | L_MODV2_SOIL_BA_007 | barium | BA | EPA 3051A/B | EPA 3051A/B Microwave Digestion (HNO3, HCl), EPA 6010B (ICP-OES) | 0.048611 |  |  |  | MEASURED | % | prcnt | PERCENT | http://qudt.org/vocab/unit/PERCENT | US-EPA | U.S. EPA. 1996. “Method 3050B: Acid Digestion of Sediments, Sludges, and Soils,” Revision 2. Washington, DC. / EPA Method 3050B (SW-846): Acid Digestion of Sediments, Sludges, and Soils, 1996. |  | OFFICIAL | CANDIDATE | 2026-04-02T12:00:00Z
SOIL | L_MODV2_SOIL_BA_008 | barium | BA | EPA 3052 | EPA 3052 Microwave Digestion (HNO3, HF), EPA 6010B (ICP-OES) | 0.048611 |  |  |  | MEASURED | % | prcnt | PERCENT | http://qudt.org/vocab/unit/PERCENT | US-EPA | U.S. EPA. 1996. “Method 3050B: Acid Digestion of Sediments, Sludges, and Soils,” Revision 2. Washington, DC. / EPA Method 3050B (SW-846): Acid Digestion of Sediments, Sludges, and Soils, 1996. |  | OFFICIAL | CANDIDATE | 2026-04-02T12:00:00Z
SOIL | L_MODV2_SOIL_BS_001 | base saturation | BS | Calculation | Calculation | Calculation | Calculation | Calculation | ICP-OES, AAS | CALCULATION | % | prcnt | PERCENT | http://qudt.org/vocab/unit/PERCENT | NCERA-13 | North Central Regional Research Publication No. 221 (Revised 2015), Chapter 7, p 7.3 |  | OFFICIAL | VALID | 2024-11-13T12:00:00Z | 2026-04-03T12:00:00Z | 2026-04-03: Terminology harmonization — cross-matrix consistency pass.
SOIL | L_MODV2_SOIL_CABS_001 | base saturation - Ca | CABS | Calculation | Calculation | Calculation | Calculation | Calculation | ICP-OES, AAS | CALCULATION | % | prcnt | PERCENT | http://qudt.org/vocab/unit/PERCENT | NCERA-13 | North Central Regional Research Publication No. 221 (Revised 2015), Chapter 7, p 7.3 |  | OFFICIAL | VALID | 2024-11-13T12:00:00Z | 2026-04-03T12:00:00Z | 2026-04-03: Terminology harmonization — cross-matrix consistency pass.
SOIL | L_MODV2_SOIL_CAMGBS_001 | base saturation - Ca:Mg | CAMGBS | Mehlich 3 | Mehlich 3 (0.2 N CH3COOH + 0.25 N NH4NO3 + 0.013 N HNO3 + 0.015 N NH4F + 0.001 M EDTA) | 0.048611 | m/v | 5 min | ICP-OES, AAS | CALCULATION | ratio | ratio | UNITLESS | http://qudt.org/vocab/unit/UNITLESS | SERA-6, NCERA-13, NECC-1812 | Soil Test Methods From the Southeastern United States, SERA-IEG-6, 2014, Chapter 4.3 |  | EXPERIMENTAL | INVALID | 2024-11-13T12:00:00Z | 2026-04-03T12:00:00Z | Invalid, duplicate code
SOIL | L_MODV2_SOIL_CAMGBS_002 | base saturation - Ca:Mg | CAMGBS | Mehlich 3 | Mehlich 3 (0.2 N CH3COOH + 0.25 N NH4NO3 + 0.013 N HNO3 + 0.015 N NH4F + 0.001 M EDTA) | 0.048611 | m/v | 5 min | ICP-OES, AAS | CALCULATION | ratio | ratio | UNITLESS | http://qudt.org/vocab/unit/UNITLESS | SERA-6, NCERA-13, NECC-1812 | Soil Test Methods From the Southeastern United States, SERA-IEG-6, 2014, Chapter 4.3 |  | EXPERIMENTAL | VALID | 2026-04-03T12:00:00Z
SOIL | L_MODV2_SOIL_CAANDMGBS_001 | base saturation - Ca+Mg | CAANDMGBS | Mehlich 3 | Mehlich 3 (0.2 N CH3COOH + 0.25 N NH4NO3 + 0.013 N HNO3 + 0.015 N NH4F + 0.001 M EDTA) | 0.048611 | m/v | 5 min | ICP-OES, AAS | CALCULATION | ratio | ratio | UNITLESS | http://qudt.org/vocab/unit/UNITLESS | SERA-6, NCERA-13, NECC-1812 | Soil Test Methods From the Southeastern United States, SERA-IEG-6, 2014, Chapter 4.3 |  | EXPERIMENTAL | VALID | 2024-11-13T12:00:00Z | 2026-04-03T12:00:00Z | 2026-04-03: Terminology harmonization — cross-matrix consistency pass. ¦ 2026-04-03: Terminology and chemical naming standardization pass.
SOIL | #REF! | base saturation - Ca+Mg | CAANDMGBS | Mehlich 3 | Mehlich 3 (0.2 N CH3COOH + 0.25 N NH4NO3 + 0.013 N HNO3 + 0.015 N NH4F + 0.001 M EDTA) | 0.048611 | m/v | 5 min | ICP-OES, AAS | CALCULATION | ratio | ratio | UNITLESS | http://qudt.org/vocab/unit/UNITLESS | SERA-6, NCERA-13, NECC-1812 | Soil Test Methods From the Southeastern United States, SERA-IEG-6, 2014, Chapter 4.3 |  | EXPERIMENTAL | INVALID | 2024-11-13T12:00:00Z | 2026-04-03T12:00:00Z | Invalid, duplicate code
SOIL | L_MODV2_SOIL_HBS_001 | base saturation - H | HBS | Calculation | Calculation | Calculation | Calculation | Calculation | ICP-OES, AAS | CALCULATION | % | prcnt | PERCENT | http://qudt.org/vocab/unit/PERCENT | NCERA-13 | North Central Regional Research Publication No. 221 (Revised 2015), Chapter 7, p 7.3 |  | OFFICIAL | VALID | 2024-11-13T12:00:00Z | 2026-04-03T12:00:00Z | 2026-04-03: Terminology harmonization — cross-matrix consistency pass.
SOIL | L_MODV2_SOIL_KBS_001 | base saturation - K | KBS | Calculation | Calculation | Calculation | Calculation | Calculation | ICP-OES, AAS | CALCULATION | % | prcnt | PERCENT | http://qudt.org/vocab/unit/PERCENT | NCERA-13 | North Central Regional Research Publication No. 221 (Revised 2015), Chapter 7, p 7.3 |  | OFFICIAL | VALID | 2024-11-13T12:00:00Z | 2026-04-03T12:00:00Z | 2026-04-03: Terminology harmonization — cross-matrix consistency pass.
SOIL | L_MODV2_SOIL_KMGBS_001 | base saturation - K:Mg | KMGBS | Mehlich 3 | Mehlich 3 (0.2 N CH3COOH + 0.25 N NH4NO3 + 0.013 N HNO3 + 0.015 N NH4F + 0.001 M EDTA) | 0.048611 | m/v | 5 min | ICP-OES, AAS | CALCULATION | ratio | ratio | UNITLESS | http://qudt.org/vocab/unit/UNITLESS | SERA-6, NCERA-13, NECC-1812 | Soil Test Methods From the Southeastern United States, SERA-IEG-6, 2014, Chapter 4.3 |  | EXPERIMENTAL | VALID | 2024-11-13T12:00:00Z | 2026-04-03T12:00:00Z | 2026-04-03: Terminology harmonization — cross-matrix consistency pass. ¦ 2026-04-03: Terminology and chemical naming standardization pass.
SOIL | L_MODV2_SOIL_MGBS_001 | base saturation - Mg | MGBS | Calculation | Calculation | Calculation | Calculation | Calculation | ICP-OES, AAS | CALCULATION | % | prcnt | PERCENT | http://qudt.org/vocab/unit/PERCENT | NCERA-13 | North Central Regional Research Publication No. 221 (Revised 2015), Chapter 7, p 7.3 |  | OFFICIAL | VALID | 2024-11-13T12:00:00Z | 2026-04-03T12:00:00Z | 2026-04-03: Terminology harmonization — cross-matrix consistency pass.
SOIL | L_MODV2_SOIL_MGKBS_001 | base saturation - Mg:K | MGKBS | Mehlich 3 | Mehlich 3 (0.2 N CH3COOH + 0.25 N NH4NO3 + 0.013 N HNO3 + 0.015 N NH4F + 0.001 M EDTA) | 0.048611 | m/v | 5 min | ICP-OES, AAS | CALCULATION | ratio | ratio | UNITLESS | http://qudt.org/vocab/unit/UNITLESS | SERA-6, NCERA-13, NECC-1812 | Soil Test Methods From the Southeastern United States, SERA-IEG-6, 2014, Chapter 4.3 |  | EXPERIMENTAL | VALID | 2024-11-13T12:00:00Z | 2026-04-03T12:00:00Z | 2026-04-03: Terminology harmonization — cross-matrix consistency pass. ¦ 2026-04-03: Terminology and chemical naming standardization pass.
SOIL | L_MODV2_SOIL_NABS_001 | base saturation - Na | NABS | Calculation | Calculation | Calculation | Calculation | Calculation | ICP-OES, AAS | CALCULATION | % | prcnt | PERCENT | http://qudt.org/vocab/unit/PERCENT | SERA-6 | https://aesl.ces.uga.edu/sera6/PUB/MethodsManualFinalSERA6.pdf |  | OFFICIAL | VALID | 2024-11-13T12:00:00Z | 2026-04-03T12:00:00Z | 2026-04-03: Terminology harmonization — cross-matrix consistency pass.
SOIL | L_MODV2_SOIL_BGLUCO_001 | beta-glucosidase | BGLUCO |  | Assay incubation | 0.045139 | v/v |  | Spectrophotometric | MEASURED | mg/kg | mg1kg-1 | MilliGM-PER-KiloGM | http://qudt.org/vocab/unit/MilliGM-PER-KiloGM | Soil Health Institute | Tabatabai, et al., 1994 |  | OFFICIAL | SUPERSEDED | 2024-11-13T12:00:00Z | 2026-04-02T12:00:00Z | Mass-per-mass/ppm harmonization to percent; was mg/kg
SOIL | L_MODV2_SOIL_BGLUCO_002 | beta-glucosidase | BGLUCO |  | Assay incubation | 0.045139 | v/v |  | Spectrophotometric | MEASURED | % | prcnt | PERCENT | http://qudt.org/vocab/unit/PERCENT | Soil Health Institute | Tabatabai, et al., 1994 |  | OFFICIAL | CANDIDATE | 2026-04-02T12:00:00Z
SOIL | L_MODV2_SOIL_HCO3_001 | bicarbonate | HCO3 | Slurry | Soil saturated with DI water, subsequent extraction and retained for analysis |  | m/m | 4 hrs | ICP-OES | CALCULATION | meq/L | meq1l-1 | Needs QUDT Discussion | Needs QUDT Discussion |  | US Salinity Staff, 1954. L.A Richards (ed.) Diagnosis and improvement of saline alkali soils. 160 p. USDA Handb. 60 US Govt. Print Office, Washington DC. |  | PROVISIONAL | VALID | 2024-11-13T12:00:00Z
SOIL | L_MODV2_SOIL_HCO3_002 | bicarbonate | HCO3 | Slurry | Soil saturated with DI water, subsequent extraction and retained for analysis |  | m/m | 4 hrs | Titration | MEASURED | meq/L | meq1l-1 | Needs QUDT Discussion | Needs QUDT Discussion | WERA-103 | Soil, Plant and Water Reference Methods for the Western Region, 4th Edition, 2013. Method S-1.3 |  | OFFICIAL | VALID | 2024-11-13T12:00:00Z
SOIL | L_MODV2_SOIL_HCO3_003 | bicarbonate | HCO3 | Saturated paste | Soil saturated with DI water, subsequent extraction and retained for analysis | Saturated paste | m/m | 4 hrs | Titration | MEASURED | meq/L | meq1l-1 | Needs QUDT Discussion | Needs QUDT Discussion | WERA-103 | Soil, Plant and Water Reference Methods for the Western Region, 4th Edition, 2013. Method S-15.1 |  | OFFICIAL | VALID | 2024-11-13T12:00:00Z
SOIL | L_MODV2_SOIL_HCO3_004 | bicarbonate | HCO3 | Slurry | Deionized Water | 0.042361 | v/v |  | Titration | MEASURED | meq/L | meq1l-1 | Needs QUDT Discussion | Needs QUDT Discussion |  |  |  | EXPERIMENTAL | RETIRED | 2024-11-13T12:00:00Z | 2026-04-03T12:00:00Z | 2026-04-03: Terminology and chemical naming standardization pass.
SOIL | L_MODV2_SOIL_HCO3_005 | bicarbonate | HCO3 | [6 empty] | MEASURED | meq/L | meq1l-1 | Needs QUDT Discussion | Needs QUDT Discussion |  |  |  | EXPERIMENTAL | RETIRED | 2024-11-13T12:00:00Z
SOIL | L_MODV2_SOIL_B_001 | boron | B | Calcium Chloride | CaCl2 (NCERA, SERA, WERA.. All three different concentration of CaCl2) (Hot) | 0.048611 |  |  | ICP-OES | MEASURED | mg/kg | mg1kg-1 | MilliGM-PER-KiloGM | http://qudt.org/vocab/unit/MilliGM-PER-KiloGM |  |  |  | OFFICIAL | SUPERSEDED | 2024-11-13T12:00:00Z | 2026-04-03T12:00:00Z | Mass-per-mass/ppm harmonization to percent; was mg/kg ¦ 2026-04-03: Terminology and chemical naming standardization pass.
SOIL | L_MODV2_SOIL_B_002 | boron | B | Calcium Chloride | 0.01 M CaCl2 | 0.048611 | m/v | 120 min | ICP-OES | MEASURED | mg/kg | mg1kg-1 | MilliGM-PER-KiloGM | http://qudt.org/vocab/unit/MilliGM-PER-KiloGM | WEPAL | Houba, V.J.G.; Novozamsky, I.; Lexmond, T.M.; Van der Lee, J.J., 2008. Applicability of 0.01 M CaCl2 as a single extraction solution for the assessment of the nutrient status of soils and other diagnostic purposes. Communications in Soil Science and Plant Analysis, Volume 21, 1990 - Issue 19-20. |  | OFFICIAL | SUPERSEDED | 2024-11-13T12:00:00Z | 2026-04-02T12:00:00Z | Mass-per-mass/ppm harmonization to percent; was mg/kg
SOIL | L_MODV2_SOIL_B_003 | boron | B | Slurry | Water (Extracting Solution: Dissolve 1 g of CaCl2 • 2H2O in DI water. Make to 1 L volume with high quality, DI water. Curcumin method for spctrophotometer, Add 4mL of curcumin-oxide to 2mL extract. Evaporate on water bath. Add 25 mL alcohol.) (Hot) | 0.043056 | m/v | Boil for 5 min | Spectrophotometric | MEASURED | mg/kg | mg1kg-1 | MilliGM-PER-KiloGM | http://qudt.org/vocab/unit/MilliGM-PER-KiloGM | NCERA-13 | North Central Regional Research Publication No. 221 (Revised 2015), Chapter 10, p 10.1-10.4 |  | OFFICIAL | SUPERSEDED | 2024-11-13T12:00:00Z | 2026-04-03T12:00:00Z | Mass-per-mass/ppm harmonization to percent; was mg/kg ¦ 2026-04-03: Terminology and chemical naming standardization pass.
SOIL | L_MODV2_SOIL_B_004 | boron | B | Slurry | Water (Extracting Solution: Dissolve 1 g of CaCl2 • 2H2O in deionized water. Make to 1 L volume with high quality, deionized water. ) (Hot) | 0.043056 | m/v | Boil for 5 min | ICP-OES | MEASURED | mg/kg | mg1kg-1 | MilliGM-PER-KiloGM | http://qudt.org/vocab/unit/MilliGM-PER-KiloGM | NCERA-13 | North Central Regional Research Publication No. 221 (Revised 2015), Chapter 10, p 10.1-10.4 |  | OFFICIAL | SUPERSEDED | 2024-11-13T12:00:00Z | 2026-04-03T12:00:00Z | Mass-per-mass/ppm harmonization to percent; was mg/kg ¦ 2026-04-03: Terminology and chemical naming standardization pass.
SOIL | L_MODV2_SOIL_B_005 | boron | B | Slurry | Deionized Water | 0.042361 |  |  | ICP-OES | MEASURED | mg/kg | mg1kg-1 | MilliGM-PER-KiloGM | http://qudt.org/vocab/unit/MilliGM-PER-KiloGM |  |  |  | EXPERIMENTAL | SUPERSEDED | 2024-11-13T12:00:00Z | 2026-04-03T12:00:00Z | Mass-per-mass/ppm harmonization to percent; was mg/kg ¦ 2026-04-03: Terminology and chemical naming standardization pass.
SOIL | L_MODV2_SOIL_B_006 | boron | B | Slurry | Deionized Water Extraction (Deionized water, or substitue 0.01 M CaCl2 to reduce turbidity in the filtrate. ) | 0.043056 | m/v | Boil for 10 min | ICP-OES | MEASURED | mg/kg | mg1kg-1 | MilliGM-PER-KiloGM | http://qudt.org/vocab/unit/MilliGM-PER-KiloGM |  |  |  | EXPERIMENTAL | SUPERSEDED | 2024-11-13T12:00:00Z | 2026-04-02T12:00:00Z | Mass-per-mass/ppm harmonization to percent; was mg/kg
SOIL | L_MODV2_SOIL_B_007 | boron | B | Slurry | Deionized Water (Deionized water, or substitute 0.01 M CaCl2 to reduce turbidity in the filtrate.) | 0.045139 | m/v | Hot-water shaking bath for 30 minutes at 80C | Spectrophotometric | MEASURED | mg/kg | mg1kg-1 | MilliGM-PER-KiloGM | http://qudt.org/vocab/unit/MilliGM-PER-KiloGM |  |  |  | EXPERIMENTAL | SUPERSEDED | 2024-11-13T12:00:00Z | 2026-04-02T12:00:00Z | Mass-per-mass/ppm harmonization to percent; was mg/kg
SOIL | L_MODV2_SOIL_B_008 | boron | B | Slurry | Deionized Water (Deionized water, or substitute 0.01 M CaCl2 to reduce turbidity in the filtrate.) | 0.045139 | m/v | Hot-water shaking bath for 30 minutes at 80C | ICP-OES | MEASURED | mg/kg | mg1kg-1 | MilliGM-PER-KiloGM | http://qudt.org/vocab/unit/MilliGM-PER-KiloGM |  |  |  | EXPERIMENTAL | SUPERSEDED | 2024-11-13T12:00:00Z | 2026-04-02T12:00:00Z | Mass-per-mass/ppm harmonization to percent; was mg/kg
SOIL | L_MODV2_SOIL_B_009 | boron | B | Slurry | Deionized Water | 0.055556 |  |  | ICP-OES | MEASURED | mg/kg | mg1kg-1 | MilliGM-PER-KiloGM | http://qudt.org/vocab/unit/MilliGM-PER-KiloGM |  |  |  | EXPERIMENTAL | SUPERSEDED | 2024-11-13T12:00:00Z | 2026-04-03T12:00:00Z | Mass-per-mass/ppm harmonization to percent; was mg/kg ¦ 2026-04-03: Terminology and chemical naming standardization pass.
SOIL | L_MODV2_SOIL_B_010 | boron | B | Saturated paste | Soil saturated with DI water, subsequent extraction and retained for analysis |  | m/v | 180 min | ICP-OES | MEASURED | mg/L | mg1L-1 | MilliGM-PER-L | http://qudt.org/vocab/unit/MilliGM-PER-L | WERA-103 | Soil, Plant and Water Reference Methods for the Western Region, 4th Edition, 2013. Method S-1.5 |  | OFFICIAL | VALID | 2024-11-13T12:00:00Z
SOIL | L_MODV2_SOIL_B_011 | boron | B | DTPA-Sorbitol | DTPA-Sorbitol (0.005 M DTPA, 0.01 M CaCl2 and 0.10 M Triethanolamine and 0.20 M of Sorbitol, adjusted to pH 7.3 and .) | 0.043056 | m/v | 120 min | ICP-OES | MEASURED | mg/kg | mg1kg-1 | MilliGM-PER-KiloGM | http://qudt.org/vocab/unit/MilliGM-PER-KiloGM | WERA-103, SERA 6 | Soil, Plant and Water Reference Methods for the Western Region, 4th Edition, 2013, WERA-103. Method S-6.12 |  | OFFICIAL | SUPERSEDED | 2024-11-13T12:00:00Z | 2026-04-03T12:00:00Z | Mass-per-mass/ppm harmonization to percent; was mg/kg ¦ 2026-04-03: Terminology and chemical naming standardization pass.
SOIL | L_MODV2_SOIL_B_012 | boron | B | EPA 3050A/B | EPA 3050A/B Digestion (HNO3, HCl), EPA 6010B (ICP-OES) | 0.052083 | m/v | Heat to 95C, reflux for 15 minutes, cool, then add 5 mL HNO3 and reflux for 30 minutes. Repeat last step as required. | ICP-OES | MEASURED | mg/kg | mg1kg-1 | MilliGM-PER-KiloGM | http://qudt.org/vocab/unit/MilliGM-PER-KiloGM | US-EPA | U.S. EPA. 1996. “Method 3050B: Acid Digestion of Sediments, Sludges, and Soils,” Revision 2. Washington, DC. / EPA Method 3050B (SW-846): Acid Digestion of Sediments, Sludges, and Soils, 1996. |  | OFFICIAL | SUPERSEDED | 2024-11-13T12:00:00Z | 2026-04-03T12:00:00Z | Mass-per-mass/ppm harmonization to percent; was mg/kg; Reagent abbreviation: "EPA 3050A/B Digestion (Nitric Acid, Hydr" → "EPA 3050A/B Digestion (HNO3, HCl), EPA 6" ¦ 2026-04-03: Final audit fixes applied | Extraction ratio may vary
SOIL | L_MODV2_SOIL_B_013 | boron | B | EPA 3051A/B | EPA 3051A/B Microwave Digestion (HNO3, HCl), EPA 6010B (ICP-OES) | 0.048611 |  |  |  | MEASURED | mg/kg | mg1kg-1 | MilliGM-PER-KiloGM | http://qudt.org/vocab/unit/MilliGM-PER-KiloGM | US-EPA |  |  | OFFICIAL | SUPERSEDED | 2024-11-13T12:00:00Z | 2026-04-02T12:00:00Z | Mass-per-mass/ppm harmonization to percent; was mg/kg; Reagent abbreviation: "EPA 3051A/B Microwave Digestion (Nitric " → "EPA 3051A/B Microwave Digestion (HNO3, H"
SOIL | L_MODV2_SOIL_B_014 | boron | B | EPA 3052 | EPA 3052 Microwave Digestion (HNO3, HF), EPA 6010B (ICP-OES) | 0.048611 |  |  |  | MEASURED | mg/kg | mg1kg-1 | MilliGM-PER-KiloGM | http://qudt.org/vocab/unit/MilliGM-PER-KiloGM | US-EPA |  |  | OFFICIAL | SUPERSEDED | 2024-11-13T12:00:00Z | 2026-04-02T12:00:00Z | Mass-per-mass/ppm harmonization to percent; was mg/kg; Reagent abbreviation: "EPA 3052 MIcrowave Digestion (Nitric Aci" → "EPA 3052 Microwave Digestion (HNO3, HF),"
SOIL | L_MODV2_SOIL_B_015 | boron | B | Ion Exchange Resin | Resin Extraction - Unibest (0.5 M HCl) | Saturated paste | in situ capsule | 4 days, 1 hour acid leaching | ICP-OES | MEASURED | mg/kg | mg1kg-1 | MilliGM-PER-KiloGM | http://qudt.org/vocab/unit/MilliGM-PER-KiloGM | UniBest, Inc | https://www.unibestinc.com/about |  | PROPRIETARY | SUPERSEDED | 2024-11-13T12:00:00Z | 2026-04-02T12:00:00Z | Mass-per-mass/ppm harmonization to percent; was mg/kg
SOIL | L_MODV2_SOIL_B_016 | boron | B | Mehlich 1 | Mehlich 1 (0.05 M HCl + 0.0125 M H2SO4) | 0.045139 | m/v | 5 min | ICP-OES | MEASURED | mg/kg | mg1kg-1 | MilliGM-PER-KiloGM | http://qudt.org/vocab/unit/MilliGM-PER-KiloGM | SERA-6 | Soil Test Methods From the Southeastern United States, SERA-IEG-6, 2014, Chapter 4.2 |  | OFFICIAL | SUPERSEDED | 2024-11-13T12:00:00Z | 2026-04-02T12:00:00Z | Mass-per-mass/ppm harmonization to percent; was mg/kg
SOIL | L_MODV2_SOIL_B_017 | boron | B | Mehlich 3 | Mehlich 3 (0.2 N CH3COOH + 0.25 N NH4NO3 + 0.013 N HNO3 + 0.015 N NH4F + 0.001 M EDTA) | 0.048611 | m/v | 5 min | ICP-OES, AAS | MEASURED | mg/kg | mg1kg-1 | MilliGM-PER-KiloGM | http://qudt.org/vocab/unit/MilliGM-PER-KiloGM | SERA-6, NCERA-13, NECC-1812 | Soil Test Methods From the Southeastern United States, SERA-IEG-6, 2014, Chapter 4.3 |  | OFFICIAL | SUPERSEDED | 2024-11-13T12:00:00Z | 2026-04-03T12:00:00Z | Mass-per-mass/ppm harmonization to percent; was mg/kg ¦ 2026-04-03: Terminology harmonization — cross-matrix consistency pass. ¦ 2026-04-03: Terminology and chemical naming standardization pass.
SOIL | L_MODV2_SOIL_B_018 | boron | B | Mehlich 3 | Mehlich 3 (0.2 N CH3COOH + 0.25 N NH4NO3 + 0.013 N HNO3 + 0.015 N NH4F + 0.001 M EDTA) | 0.048611 | v/v | 5 min | ICP-OES, AAS | MEASURED | mg/L | mg1L-1 | MilliGM-PER-L | http://qudt.org/vocab/unit/MilliGM-PER-L | SERA-6 | Soil Test Methods From the Southeastern United States, SERA-IEG-6, 2014, Chapter 4.3 |  | OFFICIAL | VALID | 2024-11-13T12:00:00Z | 2026-04-03T12:00:00Z | 2026-04-03: Terminology harmonization — cross-matrix consistency pass. ¦ 2026-04-03: Terminology and chemical naming standardization pass.
SOIL | L_MODV2_SOIL_B_019 | boron | B | Nitric Acid | HNO3 |  |  |  |  | MEASURED | mg/kg | mg1kg-1 | MilliGM-PER-KiloGM | http://qudt.org/vocab/unit/MilliGM-PER-KiloGM |  |  |  | EXPERIMENTAL | RETIRED | 2024-11-13T12:00:00Z | 2026-04-02T12:00:00Z | Reagent abbreviation: "Nitric Acid" → "HNO3"
SOIL | L_MODV2_SOIL_B_020 | boron | B | Plant Root Simulator | Plant Root Simulator - PRS | Saturated paste | in situ probe | 180 min | ICP-OES | MEASURED | mg/m2 | mg1[m2]-1 | MilliGM-PER-M2 | http://qudt.org/vocab/unit/MilliGM-PER-M2 | Western Ag Innovations | 2013. Ion Supply Rates Using PRS® Probes, pp. 1149-152 in R. O. Miller, R Gavlak and D Horneck, eds. Soil, Plant and Water Reference Methods for the Western Region. WREP-125, 4th Edition. |  | PROPRIETARY | VALID | 2024-11-13T12:00:00Z
SOIL | L_MODV2_SOIL_B_021 | boron | B | Plant Root Simulator | Plant Root Simulator - PRS | Saturated paste | in situ probe | 24 hrs | ICP-OES | MEASURED | mg/m2 | mg1[m2]-1 | MilliGM-PER-M2 | http://qudt.org/vocab/unit/MilliGM-PER-M2 | Western Ag Innovations | 2013. Ion Supply Rates Using PRS® Probes, pp. 1149-152 in R. O. Miller, R Gavlak and D Horneck, eds. Soil, Plant and Water Reference Methods for the Western Region. WREP-125, 4th Edition. |  | PROPRIETARY | VALID | 2024-11-13T12:00:00Z
SOIL | L_MODV2_SOIL_B_022 | boron | B | Saturated paste | Soil saturated with DI water, subsequent extraction and retained for analysis | Saturated paste | m/m | 4 hrs / 16 hrs | ICP-OES, ICP-MS | MEASURED | mg/kg | mg1kg-1 | MilliGM-PER-KiloGM | http://qudt.org/vocab/unit/MilliGM-PER-KiloGM | WERA-103 | Soil, Plant and Water Reference Methods for the Western Region, 4th Edition, 2013. Method S-15.1 |  | OFFICIAL | SUPERSEDED | 2024-11-13T12:00:00Z | 2026-04-03T12:00:00Z | Mass-per-mass/ppm harmonization to percent; was mg/kg ¦ 2026-04-03: Terminology harmonization — cross-matrix consistency pass.
SOIL | L_MODV2_SOIL_B_023 | boron | B | Modified Morgan | Modified Morgan (0.62 N NH4OH + 1.25 N CH3COOH) | 0.045139 | m/v | 15 min | ICP-OES | MEASURED | mg/kg | mg1kg-1 | MilliGM-PER-KiloGM | http://qudt.org/vocab/unit/MilliGM-PER-KiloGM | Cornell | https://bpb-us-e1.wpmucdn.com/blogs.cornell.edu/dist/7/9922/files/2022/04/CSH13-Modified-Morgan-Extraction-and-pH-Measurement-SOP-4-2022-1.pdf |  | OFFICIAL | SUPERSEDED | 2024-11-13T12:00:00Z | 2026-04-02T12:00:00Z | Mass-per-mass/ppm harmonization to percent; was mg/kg
SOIL | L_MODV2_SOIL_B_024 | boron | B | Calcium Chloride | CaCl2 (NCERA, SERA, WERA.. All three different concentration of CaCl2) (Hot) | 0.048611 |  |  | ICP-OES | MEASURED | % | prcnt | PERCENT | http://qudt.org/vocab/unit/PERCENT |  |  |  | OFFICIAL | CANDIDATE | 2026-04-02T12:00:00Z
SOIL | L_MODV2_SOIL_B_025 | boron | B | Calcium Chloride | 0.01 M CaCl2 | 0.048611 | m/v | 120 min | ICP-OES | MEASURED | % | prcnt | PERCENT | http://qudt.org/vocab/unit/PERCENT | WEPAL | Houba, V.J.G.; Novozamsky, I.; Lexmond, T.M.; Van der Lee, J.J., 2008. Applicability of 0.01 M CaCl2 as a single extraction solution for the assessment of the nutrient status of soils and other diagnostic purposes. Communications in Soil Science and Plant Analysis, Volume 21, 1990 - Issue 19-20. |  | OFFICIAL | CANDIDATE | 2026-04-02T12:00:00Z
SOIL | L_MODV2_SOIL_B_026 | boron | B | Slurry | Water (Extracting Solution: Dissolve 1 g of CaCl2 • 2H2O in DI water. Make to 1 L volume with high quality, DI water. Curcumin method for spctrophotometer, Add 4mL of curcumin-oxide to 2mL extract. Evaporate on water bath. Add 25 mL alcohol.) (Hot) | 0.043056 | m/v | Boil for 5 min | Spectrophotometric | MEASURED | % | prcnt | PERCENT | http://qudt.org/vocab/unit/PERCENT | NCERA-13 | North Central Regional Research Publication No. 221 (Revised 2015), Chapter 10, p 10.1-10.4 |  | OFFICIAL | CANDIDATE | 2026-04-02T12:00:00Z
SOIL | L_MODV2_SOIL_B_027 | boron | B | Slurry | Water (Extracting Solution: Dissolve 1 g of CaCl2 • 2H2O in deionized water. Make to 1 L volume with high quality, deionized water. ) (Hot) | 0.043056 | m/v | Boil for 5 min | ICP-OES | MEASURED | % | prcnt | PERCENT | http://qudt.org/vocab/unit/PERCENT | NCERA-13 | North Central Regional Research Publication No. 221 (Revised 2015), Chapter 10, p 10.1-10.4 |  | OFFICIAL | CANDIDATE | 2026-04-02T12:00:00Z
SOIL | L_MODV2_SOIL_B_028 | boron | B | Slurry | Deionized Water | 0.042361 |  |  | ICP-OES | MEASURED | % | prcnt | PERCENT | http://qudt.org/vocab/unit/PERCENT |  |  |  | EXPERIMENTAL | CANDIDATE | 2026-04-02T12:00:00Z
SOIL | L_MODV2_SOIL_B_029 | boron | B | Slurry | Deionized Water Extraction (Deionized water, or substitue 0.01 M CaCl2 to reduce turbidity in the filtrate. ) | 0.043056 | m/v | Boil for 10 min | ICP-OES | MEASURED | % | prcnt | PERCENT | http://qudt.org/vocab/unit/PERCENT |  |  |  | EXPERIMENTAL | CANDIDATE | 2026-04-02T12:00:00Z
SOIL | L_MODV2_SOIL_B_030 | boron | B | Slurry | Deionized Water (Deionized water, or substitute 0.01 M CaCl2 to reduce turbidity in the filtrate.) | 0.045139 | m/v | Hot-water shaking bath for 30 minutes at 80C | Spectrophotometric | MEASURED | % | prcnt | PERCENT | http://qudt.org/vocab/unit/PERCENT |  |  |  | EXPERIMENTAL | CANDIDATE | 2026-04-02T12:00:00Z
SOIL | L_MODV2_SOIL_B_031 | boron | B | Slurry | Deionized Water (Deionized water, or substitute 0.01 M CaCl2 to reduce turbidity in the filtrate.) | 0.045139 | m/v | Hot-water shaking bath for 30 minutes at 80C | ICP-OES | MEASURED | % | prcnt | PERCENT | http://qudt.org/vocab/unit/PERCENT |  |  |  | EXPERIMENTAL | CANDIDATE | 2026-04-02T12:00:00Z
SOIL | L_MODV2_SOIL_B_032 | boron | B | Slurry | Deionized Water | 0.055556 |  |  | ICP-OES | MEASURED | % | prcnt | PERCENT | http://qudt.org/vocab/unit/PERCENT |  |  |  | EXPERIMENTAL | CANDIDATE | 2026-04-02T12:00:00Z
SOIL | L_MODV2_SOIL_B_033 | boron | B | DTPA-Sorbitol | DTPA-Sorbitol (0.005 M DTPA, 0.01 M CaCl2 and 0.10 M Triethanolamine and 0.20 M of Sorbitol, adjusted to pH 7.3 and .) | 0.043056 | m/v | 120 min | ICP-OES | MEASURED | % | prcnt | PERCENT | http://qudt.org/vocab/unit/PERCENT | WERA-103, SERA 6 | Soil, Plant and Water Reference Methods for the Western Region, 4th Edition, 2013, WERA-103. Method S-6.12 |  | OFFICIAL | CANDIDATE | 2026-04-02T12:00:00Z
SOIL | L_MODV2_SOIL_B_034 | boron | B | EPA 3050A/B | EPA 3050A/B Digestion (HNO3, HCl), EPA 6010B (ICP-OES) | 0.052083 | m/v | Heat to 95C, reflux for 15 minutes, cool, then add 5 mL HNO3 and reflux for 30 minutes. Repeat last step as required. | ICP-OES | MEASURED | % | prcnt | PERCENT | http://qudt.org/vocab/unit/PERCENT | US-EPA | U.S. EPA. 1996. “Method 3050B: Acid Digestion of Sediments, Sludges, and Soils,” Revision 2. Washington, DC. / EPA Method 3050B (SW-846): Acid Digestion of Sediments, Sludges, and Soils, 1996. |  | OFFICIAL | CANDIDATE | 2026-04-02T12:00:00Z |  |  | Extraction ratio may vary
SOIL | L_MODV2_SOIL_B_035 | boron | B | EPA 3051A/B | EPA 3051A/B Microwave Digestion (HNO3, HCl), EPA 6010B (ICP-OES) | 0.048611 |  |  |  | MEASURED | % | prcnt | PERCENT | http://qudt.org/vocab/unit/PERCENT | US-EPA |  |  | OFFICIAL | CANDIDATE | 2026-04-02T12:00:00Z
SOIL | L_MODV2_SOIL_B_036 | boron | B | EPA 3052 | EPA 3052 Microwave Digestion (HNO3, HF), EPA 6010B (ICP-OES) | 0.048611 |  |  |  | MEASURED | % | prcnt | PERCENT | http://qudt.org/vocab/unit/PERCENT | US-EPA |  |  | OFFICIAL | CANDIDATE | 2026-04-02T12:00:00Z
SOIL | L_MODV2_SOIL_B_037 | boron | B | Ion Exchange Resin | Resin Extraction - Unibest (0.5 M HCl) | Saturated paste | in situ capsule | 4 days, 1 hour acid leaching | ICP-OES | MEASURED | % | prcnt | PERCENT | http://qudt.org/vocab/unit/PERCENT | UniBest, Inc | https://www.unibestinc.com/about |  | PROPRIETARY | CANDIDATE | 2026-04-02T12:00:00Z
SOIL | L_MODV2_SOIL_B_038 | boron | B | Mehlich 1 | Mehlich 1 (0.05 M HCl + 0.0125 M H2SO4) | 0.045139 | m/v | 5 min | ICP-OES | MEASURED | % | prcnt | PERCENT | http://qudt.org/vocab/unit/PERCENT | SERA-6 | Soil Test Methods From the Southeastern United States, SERA-IEG-6, 2014, Chapter 4.2 |  | OFFICIAL | CANDIDATE | 2026-04-02T12:00:00Z
SOIL | L_MODV2_SOIL_B_039 | boron | B | Mehlich 3 | Mehlich 3 (0.2 N CH3COOH + 0.25 N NH4NO3 + 0.013 N HNO3 + 0.015 N NH4F + 0.001 M EDTA) | 0.048611 | m/v | 5 min | ICP-OES, AAS | MEASURED | % | prcnt | PERCENT | http://qudt.org/vocab/unit/PERCENT | SERA-6, NCERA-13, NECC-1812 | Soil Test Methods From the Southeastern United States, SERA-IEG-6, 2014, Chapter 4.3 |  | OFFICIAL | CANDIDATE | 2026-04-02T12:00:00Z
SOIL | L_MODV2_SOIL_B_040 | boron | B | Saturated paste | Soil saturated with DI water, subsequent extraction and retained for analysis | Saturated paste | m/m | 4 hrs / 16 hrs | ICP-OES, ICP-MS | MEASURED | % | prcnt | PERCENT | http://qudt.org/vocab/unit/PERCENT | WERA-103 | Soil, Plant and Water Reference Methods for the Western Region, 4th Edition, 2013. Method S-15.1 |  | OFFICIAL | CANDIDATE | 2026-04-02T12:00:00Z
SOIL | L_MODV2_SOIL_B_041 | boron | B | Modified Morgan | Modified Morgan (0.62 N NH4OH + 1.25 N CH3COOH) | 0.045139 | m/v | 15 min | ICP-OES | MEASURED | % | prcnt | PERCENT | http://qudt.org/vocab/unit/PERCENT | Cornell | https://bpb-us-e1.wpmucdn.com/blogs.cornell.edu/dist/7/9922/files/2022/04/CSH13-Modified-Morgan-Extraction-and-pH-Measurement-SOP-4-2022-1.pdf |  | OFFICIAL | CANDIDATE | 2026-04-02T12:00:00Z
SOIL | L_MODV2_SOIL_BPH_001 | buffer pH | BPH | Adams-Evans | Adams-Evans: 1.0 M KCl, 0.14 M p-nitrophenol + 0.24 M boric acid, pH 8.00 | 0.043056 | v/v | 30 min | H+ ISE | MEASURED | S.U. | su | PH | http://qudt.org/vocab/unit/PH | SERA-6 | Soil Test Methods From the Southeastern United States, SERA-IEG-6, 2014, Chapter 3.8 |  | OFFICIAL | VALID | 2024-11-13T12:00:00Z
SOIL | L_MODV2_SOIL_BPH_002 | buffer pH | BPH | Adams-Evans, Modified | Modified Adams-Evans: 1.0 M KCl + 0.22 M KH2PO4 + 0.24 M boric acid, pH 8.00 | 0.043056 | v/v | 30 min | H+ ISE | MEASURED | S.U. | su | PH | http://qudt.org/vocab/unit/PH | SERA-6 | Soil Test Methods From the Southeastern United States, SERA-IEG-6, 2014, Chapter 3.8 |  | OFFICIAL | VALID | 2024-11-13T12:00:00Z
SOIL | L_MODV2_SOIL_BPH_003 | buffer pH | BPH | Calculation | Regressed soil Sikora Buffer pH | Calculation | Calculation | Calculation | Calculation | MEASURED | S.U. | su | PH | http://qudt.org/vocab/unit/PH |  |  |  | EXPERIMENTAL | VALID | 2024-11-13T12:00:00Z
SOIL | L_MODV2_SOIL_BPH_004 | buffer pH | BPH | Mehlich Buffer | Mehlich: 0.043 M acetic acid + 0.034 M triethanolamine + 0.8 M NH4Cl, 0.08 M BaCl2 + 0.08 M Na glycerophosphate, pH 6.60 | 0.043056 | v/v | 30 min | H+ ISE | MEASURED | S.U. | su | PH | http://qudt.org/vocab/unit/PH | NECC-1812 | Recommended Soil Testing Procedures for the Northeastern United States, NECC-1812 Publication No. 493, 3rd Edition, 2011, Chapter 2. |  | OFFICIAL | VALID | 2024-11-13T12:00:00Z
SOIL | L_MODV2_SOIL_BPH_005 | buffer pH | BPH | Mehlich Buffer, Modified | Mod Mehlich: 0.043 M acetic acid + 0.034 M triethanolamine + 0.8 M NH4Cl, 0.08 M CaCl2.2 H2O + 0.08 M Na glycerophosphate, pH 6.60 | 0.043056 | v/v | 30 min | H+ ISE | MEASURED | S.U. | su | PH | http://qudt.org/vocab/unit/PH | SERA-6 | Soil Test Methods From the Southeastern United States, SERA-IEG-6, 2014, Chapter 3.6 |  | OFFICIAL | VALID | 2024-11-13T12:00:00Z
SOIL | L_MODV2_SOIL_BPH_006 | buffer pH | BPH | Moore-Sikora | Moore-Sikora: 1.0 M KCl + 0.035 M MES + 0.13 M MOPS + 0.21 M boric acid, pH 7.92 | 0.043056 | v/v | 30 min | H+ ISE | MEASURED | S.U. | su | PH | http://qudt.org/vocab/unit/PH | SERA-6 | Soil Test Methods From the Southeastern United States, SERA-IEG-6, 2014, Chapter 3.8 |  | OFFICIAL | VALID | 2024-11-13T12:00:00Z
SOIL | L_MODV2_SOIL_BPH_007 | buffer pH | BPH | Sikora 1 | Sikora 1: 2.0 M KCl + 0.089 M acetic acid + 0.031 M MES + 0.014 M imidazole + 0.070 M triethanolamine, pH of 7.70 | 0.043056 | v/v | 30 min | H+ ISE | MEASURED | S.U. | su | PH | http://qudt.org/vocab/unit/PH | SERA-6 | Soil Test Methods From the Southeastern United States, SERA-IEG-6, 2014, Chapter 3.4 |  | OFFICIAL | VALID | 2024-11-13T12:00:00Z | 2026-04-03T12:00:00Z | 2026-04-03: Terminology and chemical naming standardization pass.
SOIL | L_MODV2_SOIL_BPH_008 | buffer pH | BPH | Sikora 2 | Sikora 2: 1.0 M KCl + 0.089 M acetic acid + 0.031 M MES + 0.014 M imidazole + 0.070 M triethanolamine, pH 7.53 | 0.043056 | v/v | 30 min | H+ ISE | MEASURED | S.U. | su | PH | http://qudt.org/vocab/unit/PH | SERA-6 | Soil Test Methods From the Southeastern United States, SERA-IEG-6, 2014, Chapter 3.5 |  | OFFICIAL | VALID | 2024-11-13T12:00:00Z
SOIL | L_MODV2_SOIL_BPH_009 | buffer pH | BPH | SMP | SMP: 0.013 M p-nitrophenol + 0.015 M K2CrO4 + 0.36 M CaCl2 + 0.0126 M Ca(CO2CH3)2, and 0.019 M triethanolamine, pH of 7.50 | 0.043056 | v/v | 30 min | H+ ISE | MEASURED | S.U. | su | PH | http://qudt.org/vocab/unit/PH | NCERA-13 | North Central Regional Research Publication No. 221 (Revised 2015), Chapter 12, pp 12.5-12.6. |  | OFFICIAL | VALID | 2024-11-13T12:00:00Z | 2026-04-03T12:00:00Z | 2026-04-03: Terminology and chemical naming standardization pass.
SOIL | L_MODV2_SOIL_BPH_010 | buffer pH | BPH | Woodruff | Woodruff: 0.063 M Ca(CH3COOH)2 + 0.086 M p-nitrophenol + 0.072 M salicylic acid + 0.031 M NaOH, pH 7.00 | 0.043056 | v/v | 30 min | H+ ISE | MEASURED | S.U. | su | PH | http://qudt.org/vocab/unit/PH | SSSA | Woodruff, C. M. 1947. Soil Sci. Soc. Amer. Proc. 12:141-142. |  | OFFICIAL | VALID | 2024-11-13T12:00:00Z | 2026-04-03T12:00:00Z | 2026-04-03: Terminology and chemical naming standardization pass.
SOIL | L_MODV2_SOIL_BPH_011 | buffer pH | BPH | Woodruff, Modified | Modified Woodruff: 0.063 M Ca(CH3COH) + 0.054 M Ca(OH)2 + 0.086 M p-nitrophenol + 0.072 M salicylic acid, pH 7.00 | 0.043056 | v/v | 30 min | H+ ISE | MEASURED | S.U. | su | PH | http://qudt.org/vocab/unit/PH | NCERA-13 | North Central Regional Research Publication No. 221 (Revised 2015), Chapter 4, pp 4.5-4.6. |  | OFFICIAL | VALID | 2024-11-13T12:00:00Z | 2026-04-03T12:00:00Z | 2026-04-03: Terminology and chemical naming standardization pass.
SOIL | L_MODV2_SOIL_BD_001 | bulk density | BD | Clod | [5 empty] | MEASURED | g/cm3 | g1[cm3]-1 | GM-PER-CentiM3 | http://qudt.org/vocab/unit/GM-PER-CentiM3 |  |  |  | EXPERIMENTAL | RETIRED | 2024-11-13T12:00:00Z
SOIL | L_MODV2_SOIL_BD_002 | bulk density | BD | Coarse | [5 empty] | MEASURED | g/cm3 | g1[cm3]-1 | GM-PER-CentiM3 | http://qudt.org/vocab/unit/GM-PER-CentiM3 |  |  |  | EXPERIMENTAL | RETIRED | 2024-11-13T12:00:00Z
SOIL | L_MODV2_SOIL_BD_003 | bulk density | BD | Core Extraction | Core method: diameter to be determined, (most likely 2-inch or 5.08 cm) | 0.045139 | m/v |  | Gravimetric | MEASURED | g/cm3 | g1[cm3]-1 | GM-PER-CentiM3 | http://qudt.org/vocab/unit/GM-PER-CentiM3 | Soil Health Institute | Blake and Hartge, 1986 |  | OFFICIAL | VALID | 2024-11-13T12:00:00Z
SOIL | L_MODV2_SOIL_BD_004 | bulk density | BD | Fine | [5 empty] | MEASURED | g/cm3 | g1[cm3]-1 | GM-PER-CentiM3 | http://qudt.org/vocab/unit/GM-PER-CentiM3 |  |  |  | EXPERIMENTAL | RETIRED | 2024-11-13T12:00:00Z
SOIL | L_MODV2_SOIL_BD_005 | bulk density | BD | Scoop | [5 empty] | MEASURED | g/cm3 | g1[cm3]-1 | GM-PER-CentiM3 | http://qudt.org/vocab/unit/GM-PER-CentiM3 |  |  |  | EXPERIMENTAL | RETIRED | 2024-11-13T12:00:00Z
SOIL | L_MODV2_SOIL_BD_006 | bulk density | BD | [6 empty] | MEASURED | g/cm3 | g1[cm3]-1 | GM-PER-CentiM3 | http://qudt.org/vocab/unit/GM-PER-CentiM3 |  |  |  | EXPERIMENTAL | RETIRED | 2024-11-13T12:00:00Z
SOIL | L_MODV2_SOIL_CNRATIO_001 | C:N ratio | CNRATIO | Calculation | Calculation | Calculation | Calculation | Calculation | Calculation | MEASURED | ratio | ratio | UNITLESS | http://qudt.org/vocab/unit/UNITLESS |  |  |  | EXPERIMENTAL | VALID | 2024-11-13T12:00:00Z
SOIL | L_MODV2_SOIL_CNRATIO_002 | C:N ratio | CNRATIO | Calculation | Calculation | Calculation | Calculation | Calculation | Combustion Analyzer | CALCULATION | ratio | ratio | UNITLESS | http://qudt.org/vocab/unit/UNITLESS | SSSA |  |  | OFFICIAL | VALID | 2024-11-13T12:00:00Z
SOIL | L_MODV2_SOIL_CNRATIO_003 | C:N ratio | CNRATIO | Calculation | Calculation | Calculation | Calculation | Calculation | ICP-OES, AAS | CALCULATION | ratio | ratio | UNITLESS | http://qudt.org/vocab/unit/UNITLESS | SSSA |  |  | OFFICIAL | VALID | 2024-11-13T12:00:00Z | 2026-04-03T12:00:00Z | 2026-04-03: Terminology harmonization — cross-matrix consistency pass.
SOIL | L_MODV2_SOIL_CNRATIO_004 | C:N ratio | CNRATIO | Calculation | Calculation | Calculation | Calculation | Calculation | Haney Method | CALCULATION | ratio | ratio | UNITLESS | http://qudt.org/vocab/unit/UNITLESS | SSSA |  |  | OFFICIAL | VALID | 2024-11-13T12:00:00Z
SOIL | L_MODV2_SOIL_CAEMGP_001 | Ca + exchangable Mg | CAEMGP | Mehlich 1 | Mehlich 1 (0.05 M HCl + 0.0125 M H2SO4) | 0.045139 | m/v | 5 min | ICP-OES | MEASURED | mg/kg | mg1kg-1 | MilliGM-PER-KiloGM | http://qudt.org/vocab/unit/MilliGM-PER-KiloGM | SERA-6 | Soil Test Methods From the Southeastern United States, SERA-IEG-6, 2014, Chapter 4.2 |  | EXPERIMENTAL | RETIRED | 2024-11-13T12:00:00Z
SOIL | L_MODV2_SOIL_CAKRATIO_001 | Ca:K ratio | CAKRATIO | [6 empty] | MEASURED | ratio | ratio | UNITLESS | http://qudt.org/vocab/unit/UNITLESS |  |  |  | EXPERIMENTAL | RETIRED | 2024-11-13T12:00:00Z
SOIL | L_MODV2_SOIL_CAMGRATIO_001 | Ca:Mg ratio | CAMGRATIO | Ammonium Acetate | 1.0 N Ammonium Acetate, pH 7.0 | 0.048611 | m/v | 5 min | ICP-OES, AAS | MEASURED | ratio | ratio | UNITLESS | http://qudt.org/vocab/unit/UNITLESS | NCERA-13 | North Central Regional Research Publication No. 221 (Revised 2015), Chapter 7, pp 7.1-7.3 |  | EXPERIMENTAL | INVALID | 2024-11-13T12:00:00Z | 2026-04-03T12:00:00Z | Invalid, duplicate code
SOIL | L_MODV2_SOIL_CAMGRATIO_001 | Ca:Mg ratio | CAMGRATIO | Ammonium Acetate | 1.0 N Ammonium Acetate, pH 7.0 | 0.048611 | m/v | 5 min | ICP-OES, AAS | MEASURED | ratio | ratio | UNITLESS | http://qudt.org/vocab/unit/UNITLESS | NCERA-13 | North Central Regional Research Publication No. 221 (Revised 2015), Chapter 7, pp 7.1-7.3 |  | EXPERIMENTAL | INVALID | 2024-11-13T12:00:00Z | 2026-04-03T12:00:00Z | Invalid, duplicate code
SOIL | L_MODV2_SOIL_CAMGRATIO_001 | Ca:Mg ratio | CAMGRATIO | [5 empty] | Calculation | MEASURED | ratio | ratio | UNITLESS | http://qudt.org/vocab/unit/UNITLESS |  |  |  | EXPERIMENTAL | INVALID | 2024-11-13T12:00:00Z | 2026-04-03T12:00:00Z | Invalid, duplicate code
SOIL | L_MODV2_SOIL_CAMGRATIO_001 | Ca:Mg ratio | CAMGRATIO | Ammonium Chloride/Barium Chloride | NH4Cl/BaCl2 |  | m/v |  | ICP-OES | MEASURED | ratio | ratio | UNITLESS | http://qudt.org/vocab/unit/UNITLESS |  |  |  | EXPERIMENTAL | INVALID | 2024-11-13T12:00:00Z | 2026-04-03T12:00:00Z | Invalid, duplicate code
SOIL | L_MODV2_SOIL_CAMGRATIO_002 | Ca:Mg ratio | CAMGRATIO | Ammonium Acetate | 1.0 N Ammonium Acetate, pH 7.0 | 0.048611 | m/v | 5 min | ICP-OES, AAS | MEASURED | ratio | ratio | UNITLESS | http://qudt.org/vocab/unit/UNITLESS | NCERA-13 | North Central Regional Research Publication No. 221 (Revised 2015), Chapter 7, pp 7.1-7.3 |  | EXPERIMENTAL | RETIRED | 2026-04-03T12:00:00Z
SOIL | L_MODV2_SOIL_CAMGRATIO_003 | Ca:Mg ratio | CAMGRATIO | [5 empty] | Calculation | MEASURED | ratio | ratio | UNITLESS | http://qudt.org/vocab/unit/UNITLESS |  |  |  | EXPERIMENTAL | RETIRED | 2026-04-03T12:00:00Z
SOIL | L_MODV2_SOIL_CAMGRATIO_004 | Ca:Mg ratio | CAMGRATIO | Ammonium Chloride/Barium Chloride | NH4Cl/BaCl2 |  | m/v |  | ICP-OES | MEASURED | ratio | ratio | UNITLESS | http://qudt.org/vocab/unit/UNITLESS |  |  |  | EXPERIMENTAL | RETIRED | 2026-04-03T12:00:00Z
SOIL | L_MODV2_SOIL_CANO3RATIO_001 | Ca:NO3 ratio | CANO3RATIO | [6 empty] | MEASURED | ratio | ratio | UNITLESS | http://qudt.org/vocab/unit/UNITLESS |  |  |  | EXPERIMENTAL | RETIRED | 2024-11-13T12:00:00Z
SOIL | L_MODV2_SOIL_CAMGKRATIO_001 | Ca+Mg:K ratio | CAMGKRATIO | Mehlich 1 | Mehlich 1 (0.05 M HCl + 0.0125 M H2SO4) | 0.045139 | m/v | 5 min | ICP-OES | MEASURED | ratio | ratio | UNITLESS | http://qudt.org/vocab/unit/UNITLESS |  | Soil Test Methods From the Southeastern United States, SERA-IEG-6, 2014, Chapter 4.2 |  | EXPERIMENTAL | RETIRED | 2024-11-13T12:00:00Z
SOIL | L_MODV2_SOIL_CD_001 | cadmium | CD | Aqua Regia | Aqua Regia (HCl:HNO3, 3:1) | 0.048611 | m/v | 20 min | ICP-OES, ICP-MS | MEASURED | mg/kg | mg1kg-1 | MilliGM-PER-KiloGM | http://qudt.org/vocab/unit/MilliGM-PER-KiloGM | ISO | ISO standard 11466 or EPA 3051A |  | PROVISIONAL | SUPERSEDED | 2024-11-13T12:00:00Z | 2026-04-03T12:00:00Z | Mass-per-mass/ppm harmonization to percent; was mg/kg; Reagent abbreviation: "Aqua Regia (3:1 mixture of hydrochloric " → "Aqua Regia (HCl:HNO3, 3:1)" ¦ 2026-04-03: Terminology harmonization — cross-matrix consistency pass.
SOIL | L_MODV2_SOIL_CD_002 | cadmium | CD | EPA 3050A/B | EPA 3050A/B Digestion (HNO3, HCl), EPA 6010B (ICP-OES) | 0.052083 | m/v | Heat to 95C, reflux for 15 minutes, cool, then add 5 mL HNO3 and reflux for 30 minutes. Repeat last step as required. | ICP-OES | MEASURED | mg/kg | mg1kg-1 | MilliGM-PER-KiloGM | http://qudt.org/vocab/unit/MilliGM-PER-KiloGM | US-EPA | U.S. EPA. 1996. “Method 3050B: Acid Digestion of Sediments, Sludges, and Soils,” Revision 2. Washington, DC. / EPA Method 3050B (SW-846): Acid Digestion of Sediments, Sludges, and Soils, 1996. |  | OFFICIAL | SUPERSEDED | 2024-11-13T12:00:00Z | 2026-04-03T12:00:00Z | Mass-per-mass/ppm harmonization to percent; was mg/kg; Reagent abbreviation: "EPA 3050A/B Digestion (Nitric Acid, Hydr" → "EPA 3050A/B Digestion (HNO3, HCl), EPA 6" ¦ 2026-04-03: Final audit fixes applied | Extraction ratio may vary
SOIL | L_MODV2_SOIL_CD_003 | cadmium | CD | EPA 3051A/B | EPA 3051A/B Microwave Digestion (HNO3, HCl), EPA 6010B (ICP-OES) | 0.048611 |  |  |  | MEASURED | mg/kg | mg1kg-1 | MilliGM-PER-KiloGM | http://qudt.org/vocab/unit/MilliGM-PER-KiloGM | US-EPA |  |  | OFFICIAL | SUPERSEDED | 2024-11-13T12:00:00Z | 2026-04-02T12:00:00Z | Mass-per-mass/ppm harmonization to percent; was mg/kg; Reagent abbreviation: "EPA 3051A/B Microwave Digestion (Nitric " → "EPA 3051A/B Microwave Digestion (HNO3, H"
SOIL | L_MODV2_SOIL_CD_004 | cadmium | CD | EPA 3052 | EPA 3052 Microwave Digestion (HNO3, HF), EPA 6010B (ICP-OES) | 0.048611 |  |  |  | MEASURED | mg/kg | mg1kg-1 | MilliGM-PER-KiloGM | http://qudt.org/vocab/unit/MilliGM-PER-KiloGM | US-EPA |  |  | OFFICIAL | SUPERSEDED | 2024-11-13T12:00:00Z | 2026-04-02T12:00:00Z | Mass-per-mass/ppm harmonization to percent; was mg/kg; Reagent abbreviation: "EPA 3052 MIcrowave Digestion (Nitric Aci" → "EPA 3052 Microwave Digestion (HNO3, HF),"
SOIL | L_MODV2_SOIL_CD_005 | cadmium | CD | EPA 6010B |  |  | m/v |  |  | MEASURED | mg/kg | mg1kg-1 | MilliGM-PER-KiloGM | http://qudt.org/vocab/unit/MilliGM-PER-KiloGM |  |  |  | OFFICIAL | RETIRED | 2024-11-13T12:00:00Z
SOIL | L_MODV2_SOIL_CD_006 | cadmium | CD | Plant Root Simulator | Plant Root Simulator - PRS | Saturated paste | in situ probe | 180 min | ICP-OES | MEASURED | mg/m2 | mg1[m2]-1 | MilliGM-PER-M2 | http://qudt.org/vocab/unit/MilliGM-PER-M2 | Western Ag Innovations | 2013. Ion Supply Rates Using PRS® Probes, pp. 1149-152 in R. O. Miller, R Gavlak and D Horneck, eds. Soil, Plant and Water Reference Methods for the Western Region. WREP-125, 4th Edition. |  | PROPRIETARY | VALID | 2024-11-13T12:00:00Z
SOIL | L_MODV2_SOIL_CD_007 | cadmium | CD | Plant Root Simulator | Plant Root Simulator - PRS | Saturated paste | in situ probe | 24 hrs | ICP-OES | MEASURED | mg/m2 | mg1[m2]-1 | MilliGM-PER-M2 | http://qudt.org/vocab/unit/MilliGM-PER-M2 | Western Ag Innovations | 2013. Ion Supply Rates Using PRS® Probes, pp. 1149-152 in R. O. Miller, R Gavlak and D Horneck, eds. Soil, Plant and Water Reference Methods for the Western Region. WREP-125, 4th Edition. |  | PROPRIETARY | VALID | 2024-11-13T12:00:00Z
SOIL | L_MODV2_SOIL_CD_008 | cadmium | CD | Plant Root Simulator | Plant Root Simulator - PRS | Saturated paste | in situ probe | 24 hrs | ICP-OES | MEASURED | mg/m2 | mg1[m2]-1 | MilliGM-PER-M2 | http://qudt.org/vocab/unit/MilliGM-PER-M2 | Western Ag Innovations | 2013. Ion Supply Rates Using PRS® Probes, pp. 1149-152 in R. O. Miller, R Gavlak and D Horneck, eds. Soil, Plant and Water Reference Methods for the Western Region. WREP-125, 4th Edition. |  | PROPRIETARY | VALID | 2024-11-13T12:00:00Z
SOIL | L_MODV2_SOIL_CD_009 | cadmium | CD | Mehlich 3 | Mehlich 3 (0.2 N CH3COOH + 0.25 N NH4NO3 + 0.013 N HNO3 + 0.015 N NH4F + 0.001 M EDTA) | 0.048611 | m/v | 5 min | ICP-OES, AAS | MEASURED | mg/kg | mg1kg-1 | MilliGM-PER-KiloGM | http://qudt.org/vocab/unit/MilliGM-PER-KiloGM |  |  |  | PROVISIONAL | SUPERSEDED | 2024-11-13T12:00:00Z | 2026-04-03T12:00:00Z | Mass-per-mass/ppm harmonization to percent; was mg/kg ¦ 2026-04-03: Terminology harmonization — cross-matrix consistency pass. ¦ 2026-04-03: Terminology and chemical naming standardization pass.
SOIL | L_MODV2_SOIL_CD_010 | cadmium | CD | DTPA | DTPA (0.005 M DTPA, 0.01 M CaCl2 and 0.10 M Triethanolamine adjusted to pH 7.3) | 0.043056 | m/v | 120 min | ICP-OES, AAS | MEASURED | mg/kg | mg1kg-1 | MilliGM-PER-KiloGM | http://qudt.org/vocab/unit/MilliGM-PER-KiloGM | WERA-103, SERA 6 | Soil, Plant and Water Reference Methods for the Western Region, 4th Edition, 2013, WERA-103. Method S-6.10 |  | OFFICIAL | SUPERSEDED | 2024-11-13T12:00:00Z | 2026-04-03T12:00:00Z | Mass-per-mass/ppm harmonization to percent; was mg/kg ¦ 2026-04-03: Terminology harmonization — cross-matrix consistency pass.
SOIL | L_MODV2_SOIL_CD_011 | cadmium | CD | Aqua Regia | Aqua Regia (HCl:HNO3, 3:1) | 0.048611 | m/v | 20 min | ICP-OES, ICP-MS | MEASURED | % | prcnt | PERCENT | http://qudt.org/vocab/unit/PERCENT | ISO | ISO standard 11466 or EPA 3051A |  | PROVISIONAL | CANDIDATE | 2026-04-02T12:00:00Z
SOIL | L_MODV2_SOIL_CD_012 | cadmium | CD | EPA 3050A/B | EPA 3050A/B Digestion (HNO3, HCl), EPA 6010B (ICP-OES) | 0.052083 | m/v | Heat to 95C, reflux for 15 minutes, cool, then add 5 mL HNO3 and reflux for 30 minutes. Repeat last step as required. | ICP-OES | MEASURED | % | prcnt | PERCENT | http://qudt.org/vocab/unit/PERCENT | US-EPA | U.S. EPA. 1996. “Method 3050B: Acid Digestion of Sediments, Sludges, and Soils,” Revision 2. Washington, DC. / EPA Method 3050B (SW-846): Acid Digestion of Sediments, Sludges, and Soils, 1996. |  | OFFICIAL | CANDIDATE | 2026-04-02T12:00:00Z |  |  | Extraction ratio may vary
SOIL | L_MODV2_SOIL_CD_013 | cadmium | CD | EPA 3051A/B | EPA 3051A/B Microwave Digestion (HNO3, HCl), EPA 6010B (ICP-OES) | 0.048611 |  |  |  | MEASURED | % | prcnt | PERCENT | http://qudt.org/vocab/unit/PERCENT | US-EPA |  |  | OFFICIAL | CANDIDATE | 2026-04-02T12:00:00Z
SOIL | L_MODV2_SOIL_CD_014 | cadmium | CD | EPA 3052 | EPA 3052 Microwave Digestion (HNO3, HF), EPA 6010B (ICP-OES) | 0.048611 |  |  |  | MEASURED | % | prcnt | PERCENT | http://qudt.org/vocab/unit/PERCENT | US-EPA |  |  | OFFICIAL | CANDIDATE | 2026-04-02T12:00:00Z
SOIL | L_MODV2_SOIL_CD_015 | cadmium | CD | Mehlich 3 | Mehlich 3 (0.2 N CH3COOH + 0.25 N NH4NO3 + 0.013 N HNO3 + 0.015 N NH4F + 0.001 M EDTA) | 0.048611 | m/v | 5 min | ICP-OES, AAS | MEASURED | % | prcnt | PERCENT | http://qudt.org/vocab/unit/PERCENT |  |  |  | PROVISIONAL | CANDIDATE | 2026-04-02T12:00:00Z
SOIL | L_MODV2_SOIL_CD_016 | cadmium | CD | DTPA | DTPA (0.005 M DTPA, 0.01 M CaCl2 and 0.10 M Triethanolamine adjusted to pH 7.3) | 0.043056 | m/v | 120 min | ICP-OES, AAS | MEASURED | % | prcnt | PERCENT | http://qudt.org/vocab/unit/PERCENT | WERA-103, SERA 6 | Soil, Plant and Water Reference Methods for the Western Region, 4th Edition, 2013, WERA-103. Method S-6.10 |  | OFFICIAL | CANDIDATE | 2026-04-02T12:00:00Z
SOIL | L_MODV2_SOIL_CA_001 | calcium | CA | Alcohol Prewash/Ammonium Acetate |  |  |  |  | ICP-OES | MEASURED | mEq/100g | mEq1hg-1 | MilliEQ-PER-HectoGM | http://qudt.org/vocab/unit/MilliEQ-PER-HectoGM |  |  |  | EXPERIMENTAL | RETIRED | 2024-11-13T12:00:00Z
SOIL | L_MODV2_SOIL_CA_002 | calcium | CA | Ammonium Acetate | 1.0 N Ammonium Acetate, pH 7.0 | 0.048611 | m/v | 5 min | ICP-OES, AAS | MEASURED | mg/kg | mg1kg-1 | MilliGM-PER-KiloGM | http://qudt.org/vocab/unit/MilliGM-PER-KiloGM | NCERA-13 | North Central Regional Research Publication No. 221 (Revised 2015), Chapter 7, pp 7.1-7.3 |  | OFFICIAL | SUPERSEDED | 2024-11-13T12:00:00Z | 2026-04-03T12:00:00Z | Mass-per-mass/ppm harmonization to percent; was mg/kg ¦ 2026-04-03: Terminology harmonization — cross-matrix consistency pass.
SOIL | L_MODV2_SOIL_CA_003 | calcium | CA | Ammonium Acetate | 1.0 N Ammonium Acetate, pH 7.0 | 0.048611 | m/v | 5 min | ICP-OES, AAS | MEASURED | mg/kg | mg1kg-1 | MilliGM-PER-KiloGM | http://qudt.org/vocab/unit/MilliGM-PER-KiloGM | NCERA-13 | North Central Regional Research Publication No. 221 (Revised 2015), Chapter 7, pp 7.1-7.3 |  | OFFICIAL | SUPERSEDED | 2024-11-13T12:00:00Z | 2026-04-03T12:00:00Z | Mass-per-mass/ppm harmonization to percent; was mg/kg ¦ 2026-04-03: Terminology harmonization — cross-matrix consistency pass.
SOIL | L_MODV2_SOIL_CA_004 | calcium | CA | Ammonium Acetate | 1.0 N Ammonium Acetate buffered to pH 8.5 | 0.048611 | m/v | 30 min | ICP-OES | MEASURED | mg/kg | mg1kg-1 | MilliGM-PER-KiloGM | http://qudt.org/vocab/unit/MilliGM-PER-KiloGM | WERA-103 | Soil, Plant and Water Reference Methods for the Western Region, 4th Edition, 2013, WERA-103. Method S-5.11 |  | OFFICIAL | SUPERSEDED | 2024-11-13T12:00:00Z | 2026-04-02T12:00:00Z | Mass-per-mass/ppm harmonization to percent; was mg/kg
SOIL | L_MODV2_SOIL_CA_005 | calcium | CA | Ammonium Chloride | NH4Cl |  | m/v |  | ICP-OES | MEASURED | mEq/100g | mEq1hg-1 | MilliEQ-PER-HectoGM | http://qudt.org/vocab/unit/MilliEQ-PER-HectoGM |  |  |  | EXPERIMENTAL | VALID | 2024-11-13T12:00:00Z
SOIL | L_MODV2_SOIL_CA_006 | calcium | CA | Ammonium Chloride | NH4Cl w/ prewash |  | m/v |  | ICP-OES | MEASURED | mEq/100g | mEq1hg-1 | MilliEQ-PER-HectoGM | http://qudt.org/vocab/unit/MilliEQ-PER-HectoGM |  |  |  | EXPERIMENTAL | VALID | 2024-11-13T12:00:00Z
SOIL | L_MODV2_SOIL_CA_007 | calcium | CA | Ammonium Chloride/Barium Chloride | NH4Cl/BaCl2 |  | m/v |  | ICP-OES | MEASURED | mEq/100g | mEq1hg-1 | MilliEQ-PER-HectoGM | http://qudt.org/vocab/unit/MilliEQ-PER-HectoGM |  |  |  | EXPERIMENTAL | VALID | 2024-11-13T12:00:00Z
SOIL | L_MODV2_SOIL_CA_008 | calcium | CA | Calcium Index | Mehlich 3 (0.2 N CH3COOH + 0.25 N NH4NO3 + 0.013 N HNO3 + 0.015 N NH4F + 0.001 M EDTA) |  |  |  |  | CALCULATION |  | none | UNITLESS | Needs QUDT Discussion |  |  |  | EXPERIMENTAL | RETIRED | 2024-11-13T12:00:00Z | 2026-04-03T12:00:00Z | 2026-04-03: Terminology and chemical naming standardization pass.
SOIL | L_MODV2_SOIL_CA_009 | calcium | CA | Calculation | Mehlich 3 to Ammonium Acetate | Calculation | Calculation | Calculation | ICP-OES | CALCULATION | mg/kg | mg1kg-1 | MilliGM-PER-KiloGM | http://qudt.org/vocab/unit/MilliGM-PER-KiloGM |  |  |  | EXPERIMENTAL | SUPERSEDED | 2024-11-13T12:00:00Z | 2026-04-02T12:00:00Z | Mass-per-mass/ppm harmonization to percent; was mg/kg
SOIL | L_MODV2_SOIL_CA_010 | calcium | CA | Slurry | Deionized Water | 0.042361 | m/v |  | ICP-OES | MEASURED | meq/L | meq1l-1 | Needs QUDT Discussion | Needs QUDT Discussion |  |  |  | EXPERIMENTAL | VALID | 2024-11-13T12:00:00Z
SOIL | L_MODV2_SOIL_CA_011 | calcium | CA | Slurry | Deionized Water | 0.055556 | m/v |  | ICP-OES | MEASURED | mg/kg | mg1kg-1 | MilliGM-PER-KiloGM | http://qudt.org/vocab/unit/MilliGM-PER-KiloGM |  |  |  | EXPERIMENTAL | SUPERSEDED | 2024-11-13T12:00:00Z | 2026-04-02T12:00:00Z | Mass-per-mass/ppm harmonization to percent; was mg/kg
SOIL | L_MODV2_SOIL_CA_012 | calcium | CA | Slurry | Deionized Water | 0.20903 | m/v |  | ICP-OES | MEASURED | mg/kg | mg1kg-1 | MilliGM-PER-KiloGM | http://qudt.org/vocab/unit/MilliGM-PER-KiloGM |  |  |  | EXPERIMENTAL | SUPERSEDED | 2024-11-13T12:00:00Z | 2026-04-02T12:00:00Z | Mass-per-mass/ppm harmonization to percent; was mg/kg
SOIL | L_MODV2_SOIL_CA_013 | calcium | CA | EPA 3050 | EPA 3050 Digestion (HNO3, H2O2), EPA 6010B (ICP-OES) | 0.052083 | m/v | Heat to 95C, reflux for 15 minutes, cool, then add 5 mL HNO3 and reflux for 30 minutes. Repeat last step as required. | ICP-OES | MEASURED | mg/kg | mg1kg-1 | MilliGM-PER-KiloGM | http://qudt.org/vocab/unit/MilliGM-PER-KiloGM | US-EPA | U.S. EPA. 1996. “Method 3050B: Acid Digestion of Sediments, Sludges, and Soils,” Revision 2. Washington, DC. / EPA Method 3050B (SW-846): Acid Digestion of Sediments, Sludges, and Soils, 1996. |  | OFFICIAL | SUPERSEDED | 2024-11-13T12:00:00Z | 2026-04-03T12:00:00Z | Mass-per-mass/ppm harmonization to percent; was mg/kg; Reagent abbreviation: "EPA 3050 Digestion (Nitric Acid, Hydroge" → "EPA 3050 Digestion (HNO3, H2O2), EPA 601" ¦ 2026-04-03: Final audit fixes applied | Extraction ratio may vary
SOIL | L_MODV2_SOIL_CA_014 | calcium | CA | H3A-1 | H3A-1 Extractant (H3A-1 0.0024 M citric acid + 0.004 M oxalic acid + 0.004 M malic acid at pH 3.75 ) | 0.048611 | m/v | 10 min | ICP-OES | MEASURED | mg/kg | mg1kg-1 | MilliGM-PER-KiloGM | http://qudt.org/vocab/unit/MilliGM-PER-KiloGM |  | Haney, R. L., et al. "Modifications to the new soil extractant H3A-1: A multinutrient extractant." Communications in soil science and plant analysis 41.12 (2010): 1513-1523. |  | PROVISIONAL | SUPERSEDED | 2024-11-13T12:00:00Z | 2026-04-02T12:00:00Z | Mass-per-mass/ppm harmonization to percent; was mg/kg
SOIL | L_MODV2_SOIL_CA_015 | calcium | CA | Ion Exchange Resin | Resin Extraction - Unibest (0.5 M HCl) | Saturated paste | variable | 24 hrs | ICP-OES | MEASURED | mg/kg | mg1kg-1 | MilliGM-PER-KiloGM | http://qudt.org/vocab/unit/MilliGM-PER-KiloGM | UniBest, Inc | https://www.unibestinc.com/about |  | PROPRIETARY | SUPERSEDED | 2024-11-13T12:00:00Z | 2026-04-02T12:00:00Z | Mass-per-mass/ppm harmonization to percent; was mg/kg
SOIL | L_MODV2_SOIL_CA_016 | calcium | CA | Ion Exchange Resin | Resin Extraction - Unibest (0.5 M HCl) | Saturated paste | m/v |  | ICP-OES | MEASURED | mg/kg | mg1kg-1 | MilliGM-PER-KiloGM | http://qudt.org/vocab/unit/MilliGM-PER-KiloGM | UniBest, Inc | https://www.unibestinc.com/about |  | PROPRIETARY | SUPERSEDED | 2024-11-13T12:00:00Z | 2026-04-02T12:00:00Z | Mass-per-mass/ppm harmonization to percent; was mg/kg
SOIL | L_MODV2_SOIL_CA_017 | calcium | CA | Lancaster | Lancaster Extraction (Solution A:0.05 M HCl, Solution B: 1.57 M glacial acetic acid, 0.063 M malonic acid, 0.089 M malic acid, 0.032 M ammonium fluoride, 0.012 M aluminum chloride hexahydrate) | 0.045139 | m/v | Soil+Solution A, sit for 10 minutes. Add Solution B, shake for 10 minutes | ICP-OES | MEASURED | mg/kg | mg1kg-1 | MilliGM-PER-KiloGM | http://qudt.org/vocab/unit/MilliGM-PER-KiloGM | SERA-6 | Soil Test Methods From the Southeastern United States, SERA-IEG-6, 2014, Chapter 4.4 |  | OFFICIAL | SUPERSEDED | 2024-11-13T12:00:00Z | 2026-04-02T12:00:00Z | Mass-per-mass/ppm harmonization to percent; was mg/kg
SOIL | L_MODV2_SOIL_CA_018 | calcium | CA | Mehlich 1 | Mehlich 1 (0.05 M HCl + 0.0125 M H2SO4) | 0.045139 | m/v | 5 min | ICP-OES, AAS | MEASURED | mg/kg | mg1kg-1 | MilliGM-PER-KiloGM | http://qudt.org/vocab/unit/MilliGM-PER-KiloGM | SERA-6 | Soil Test Methods From the Southeastern United States, SERA-IEG-6, 2014, Chapter 4.2 |  | OFFICIAL | SUPERSEDED | 2024-11-13T12:00:00Z | 2026-04-03T12:00:00Z | Mass-per-mass/ppm harmonization to percent; was mg/kg ¦ 2026-04-03: Terminology harmonization — cross-matrix consistency pass.
SOIL | L_MODV2_SOIL_CA_019 | calcium | CA | Mehlich 2 | Mehlich 2 (0.2 N CH3COOH + 0.015 N NH4F + 0.2 N NH4Cl + 0.012 N HCl) | 0.048611 | m/v | 5 min | ICP-OES, AAS | MEASURED | mg/kg | mg1kg-1 | MilliGM-PER-KiloGM | http://qudt.org/vocab/unit/MilliGM-PER-KiloGM | NCSU | Mehlich A. 1978. New extractant for soil test evaluation of phosphorus, potassium, magnesium, calcium, sodium, manganese and zinc. Commun Soil Sci Plant Anal 9(6):477-92. |  | PROVISIONAL | SUPERSEDED | 2024-11-13T12:00:00Z | 2026-04-03T12:00:00Z | Mass-per-mass/ppm harmonization to percent; was mg/kg ¦ 2026-04-03: Terminology harmonization — cross-matrix consistency pass. ¦ 2026-04-03: Terminology and chemical naming standardization pass.
SOIL | L_MODV2_SOIL_CA_020 | calcium | CA | Mehlich 3 | Calculation | Calculation | Calculation | Calculation | Calculation | MEASURED | mg/kg | mg1kg-1 | MilliGM-PER-KiloGM | http://qudt.org/vocab/unit/MilliGM-PER-KiloGM |  |  |  | EXPERIMENTAL | SUPERSEDED | 2024-11-13T12:00:00Z | 2026-04-02T12:00:00Z | Mass-per-mass/ppm harmonization to percent; was mg/kg
SOIL | L_MODV2_SOIL_CA_021 | calcium | CA | Mehlich 3 | Mehlich 3 (0.2 N CH3COOH + 0.25 N NH4NO3 + 0.013 N HNO3 + 0.015 N NH4F + 0.001 M EDTA) | 0.048611 | m/v | 5 min | ICP-OES, AAS | MEASURED | mg/kg | mg1kg-1 | MilliGM-PER-KiloGM | http://qudt.org/vocab/unit/MilliGM-PER-KiloGM | SERA-6, NCERA-13, NECC-1812 | Soil Test Methods From the Southeastern United States, SERA-IEG-6, 2014, Chapter 4.3 |  | OFFICIAL | SUPERSEDED | 2024-11-13T12:00:00Z | 2026-04-03T12:00:00Z | Mass-per-mass/ppm harmonization to percent; was mg/kg ¦ 2026-04-03: Terminology harmonization — cross-matrix consistency pass. ¦ 2026-04-03: Terminology and chemical naming standardization pass.
SOIL | L_MODV2_SOIL_CA_022 | calcium | CA | Mehlich 3 | Mehlich 3 (0.2 N CH3COOH + 0.25 N NH4NO3 + 0.013 N HNO3 + 0.015 N NH4F + 0.001 M EDTA) | 0.048611 | v/v | 5 min | ICP-OES, AAS | MEASURED | mg/L | mg1L-1 | MilliGM-PER-L | http://qudt.org/vocab/unit/MilliGM-PER-L | SERA-6 | Soil Test Methods From the Southeastern United States, SERA-IEG-6, 2014, Chapter 4.3 |  | OFFICIAL | VALID | 2024-11-13T12:00:00Z | 2026-04-03T12:00:00Z | 2026-04-03: Terminology harmonization — cross-matrix consistency pass. ¦ 2026-04-03: Terminology and chemical naming standardization pass.
SOIL | L_MODV2_SOIL_CA_023 | calcium | CA | Morgan | Morgan (0.72 N NaOAc + 0.52 N CH3COOH) | 0.045139 | v/v | 15 min | ICP-OES, AAS | MEASURED | mg/kg | mg1kg-1 | MilliGM-PER-KiloGM | http://qudt.org/vocab/unit/MilliGM-PER-KiloGM | NECC-1812 | Recommended Soil Testing Procedures for the Northeastern United States, NECC-1812 Publication No. 493, 3rd Edition, 2011, Chapter 5. |  | OFFICIAL | SUPERSEDED | 2024-11-13T12:00:00Z | 2026-04-03T12:00:00Z | Mass-per-mass/ppm harmonization to percent; was mg/kg ¦ 2026-04-03: Terminology harmonization — cross-matrix consistency pass.
SOIL | L_MODV2_SOIL_CA_024 | calcium | CA | Modified Morgan | Modified Morgan (0.62 N NH4OH + 1.25 N CH3COOH) | 0.048611 | m/v | 15 min | ICP-OES, AAS | MEASURED | mg/kg | mg1kg-1 | MilliGM-PER-KiloGM | http://qudt.org/vocab/unit/MilliGM-PER-KiloGM | NECC-1812 | Recommended Soil Testing Procedures for the Northeastern United States, NECC-1812 Publication No. 493, 3rd Edition, 2011, Chapter 5. |  | OFFICIAL | SUPERSEDED | 2024-11-13T12:00:00Z | 2026-04-03T12:00:00Z | Mass-per-mass/ppm harmonization to percent; was mg/kg ¦ 2026-04-03: Terminology harmonization — cross-matrix consistency pass.
SOIL | L_MODV2_SOIL_CA_025 | calcium | CA | Nitric Acid |  |  |  |  | ICP-OES | MEASURED | % | prcnt | PERCENT | http://qudt.org/vocab/unit/PERCENT |  |  |  | EXPERIMENTAL | RETIRED | 2024-11-13T12:00:00Z | 2026-04-02T12:00:00Z | Analyte Measurement Method clarified: ICP → ICP-OES
SOIL | L_MODV2_SOIL_CA_026 | calcium | CA | Plant Root Simulator | Plant Root Simulator - PRS | Saturated paste | in situ probe | 180 min | ICP-OES | MEASURED | mg/m2 | mg1[m2]-1 | MilliGM-PER-M2 | http://qudt.org/vocab/unit/MilliGM-PER-M2 | Western Ag Innovations | 2013. Ion Supply Rates Using PRS® Probes, pp. 1149-152 in R. O. Miller, R Gavlak and D Horneck, eds. Soil, Plant and Water Reference Methods for the Western Region. WREP-125, 4th Edition. |  | PROPRIETARY | VALID | 2024-11-13T12:00:00Z
SOIL | L_MODV2_SOIL_CA_027 | calcium | CA | Plant Root Simulator | Plant Root Simulator - PRS | Saturated paste | m/v |  | ICP-OES | MEASURED | mg/kg | mg1kg-1 | MilliGM-PER-KiloGM | http://qudt.org/vocab/unit/MilliGM-PER-KiloGM |  |  |  | EXPERIMENTAL | SUPERSEDED | 2024-11-13T12:00:00Z | 2026-04-02T12:00:00Z | Mass-per-mass/ppm harmonization to percent; was mg/kg
SOIL | L_MODV2_SOIL_CA_028 | calcium | CA | Plant Root Simulator | Plant Root Simulator - PRS | Saturated paste | in situ probe | 24 hrs | ICP-OES | MEASURED | mg/m2 | mg1[m2]-1 | MilliGM-PER-M2 | http://qudt.org/vocab/unit/MilliGM-PER-M2 | Western Ag Innovations | 2013. Ion Supply Rates Using PRS® Probes, pp. 1149-152 in R. O. Miller, R Gavlak and D Horneck, eds. Soil, Plant and Water Reference Methods for the Western Region. WREP-125, 4th Edition. |  | PROPRIETARY | VALID | 2024-11-13T12:00:00Z
SOIL | L_MODV2_SOIL_CA_029 | calcium | CA | Plant Root Simulator | Plant Root Simulator - PRS | Saturated paste | in situ probe | 24 hrs | ICP-OES | MEASURED | mg/m2 | mg1[m2]-1 | MilliGM-PER-M2 | http://qudt.org/vocab/unit/MilliGM-PER-M2 | Western Ag Innovations | 2013. Ion Supply Rates Using PRS® Probes, pp. 1149-152 in R. O. Miller, R Gavlak and D Horneck, eds. Soil, Plant and Water Reference Methods for the Western Region. WREP-125, 4th Edition. |  | PROPRIETARY | VALID | 2024-11-13T12:00:00Z
SOIL | L_MODV2_SOIL_CA_030 | calcium | CA | Potassium Chloride | 1.0 N KCl |  | m/v |  | ICP-OES, AAS | MEASURED | mg/kg | mg1kg-1 | MilliGM-PER-KiloGM | http://qudt.org/vocab/unit/MilliGM-PER-KiloGM |  |  |  | EXPERIMENTAL | SUPERSEDED | 2024-11-13T12:00:00Z | 2026-04-03T12:00:00Z | Mass-per-mass/ppm harmonization to percent; was mg/kg ¦ 2026-04-03: Terminology harmonization — cross-matrix consistency pass.
SOIL | L_MODV2_SOIL_CA_031 | calcium | CA | Saturated paste | Soil saturated with DI water, subsequent extraction and retained for analysis | Saturated paste | m/m | 4 hrs | ICP-OES, AAS | MEASURED | meq/L | meq1l-1 | Needs QUDT Discussion | Needs QUDT Discussion | USDA | US Salinity Staff, 1954. L.A Richards (ed.) Diagnosis and improvement of saline alkali soils. 160 p. USDA Handb. 60 US Govt. Print Office, Washington DC. |  | OFFICIAL | VALID | 2024-11-13T12:00:00Z | 2026-04-03T12:00:00Z | 2026-04-03: Terminology harmonization — cross-matrix consistency pass.
SOIL | L_MODV2_SOIL_CA_032 | calcium | CA | Truog | Truog, 0.002 N H2S04 buffered with NH4HS04, pH 3.0 | 0.18056 | m/v | 30 min | ICP-OES | MEASURED | mg/kg | mg1kg-1 | MilliGM-PER-KiloGM | http://qudt.org/vocab/unit/MilliGM-PER-KiloGM |  |  |  | PROVISIONAL | SUPERSEDED | 2024-11-13T12:00:00Z | 2026-04-03T12:00:00Z | Mass-per-mass/ppm harmonization to percent; was mg/kg ¦ 2026-04-03: Terminology and chemical naming standardization pass.
SOIL | L_MODV2_SOIL_CA_033 | calcium | CA | Ammonium Acetate | 1.0 N Ammonium Acetate, pH 7.0 | 0.048611 | m/v | 5 min | ICP-OES, AAS | MEASURED | % | prcnt | PERCENT | http://qudt.org/vocab/unit/PERCENT | NCERA-13 | North Central Regional Research Publication No. 221 (Revised 2015), Chapter 7, pp 7.1-7.3 |  | OFFICIAL | CANDIDATE | 2026-04-02T12:00:00Z
SOIL | L_MODV2_SOIL_CA_034 | calcium | CA | Ammonium Acetate | 1.0 N Ammonium Acetate, pH 7.0 | 0.048611 | m/v | 5 min | ICP-OES, AAS | MEASURED | % | prcnt | PERCENT | http://qudt.org/vocab/unit/PERCENT | NCERA-13 | North Central Regional Research Publication No. 221 (Revised 2015), Chapter 7, pp 7.1-7.3 |  | OFFICIAL | CANDIDATE | 2026-04-02T12:00:00Z
SOIL | L_MODV2_SOIL_CA_035 | calcium | CA | Ammonium Acetate | 1.0 N Ammonium Acetate buffered to pH 8.5 | 0.048611 | m/v | 30 min | ICP-OES | MEASURED | % | prcnt | PERCENT | http://qudt.org/vocab/unit/PERCENT | WERA-103 | Soil, Plant and Water Reference Methods for the Western Region, 4th Edition, 2013, WERA-103. Method S-5.11 |  | OFFICIAL | CANDIDATE | 2026-04-02T12:00:00Z
SOIL | L_MODV2_SOIL_CA_036 | calcium | CA | Calculation | Mehlich 3 to Ammonium Acetate | Calculation | Calculation | Calculation | ICP-OES | CALCULATION | % | prcnt | PERCENT | http://qudt.org/vocab/unit/PERCENT |  |  |  | EXPERIMENTAL | CANDIDATE | 2026-04-02T12:00:00Z
SOIL | L_MODV2_SOIL_CA_037 | calcium | CA | Slurry | Deionized Water | 0.055556 | m/v |  | ICP-OES | MEASURED | % | prcnt | PERCENT | http://qudt.org/vocab/unit/PERCENT |  |  |  | EXPERIMENTAL | CANDIDATE | 2026-04-02T12:00:00Z
SOIL | L_MODV2_SOIL_CA_038 | calcium | CA | Slurry | Deionized Water | 0.20903 | m/v |  | ICP-OES | MEASURED | % | prcnt | PERCENT | http://qudt.org/vocab/unit/PERCENT |  |  |  | EXPERIMENTAL | CANDIDATE | 2026-04-02T12:00:00Z
SOIL | L_MODV2_SOIL_CA_039 | calcium | CA | EPA 3050 | EPA 3050 Digestion (HNO3, H2O2), EPA 6010B (ICP-OES) | 0.052083 | m/v | Heat to 95C, reflux for 15 minutes, cool, then add 5 mL HNO3 and reflux for 30 minutes. Repeat last step as required. | ICP-OES | MEASURED | % | prcnt | PERCENT | http://qudt.org/vocab/unit/PERCENT | US-EPA | U.S. EPA. 1996. “Method 3050B: Acid Digestion of Sediments, Sludges, and Soils,” Revision 2. Washington, DC. / EPA Method 3050B (SW-846): Acid Digestion of Sediments, Sludges, and Soils, 1996. |  | OFFICIAL | CANDIDATE | 2026-04-02T12:00:00Z |  |  | Extraction ratio may vary
SOIL | L_MODV2_SOIL_CA_040 | calcium | CA | H3A-1 | H3A-1 Extractant (H3A-1 0.0024 M citric acid + 0.004 M oxalic acid + 0.004 M malic acid at pH 3.75 ) | 0.048611 | m/v | 10 min | ICP-OES | MEASURED | % | prcnt | PERCENT | http://qudt.org/vocab/unit/PERCENT |  | Haney, R. L., et al. "Modifications to the new soil extractant H3A-1: A multinutrient extractant." Communications in soil science and plant analysis 41.12 (2010): 1513-1523. |  | PROVISIONAL | CANDIDATE | 2026-04-02T12:00:00Z
SOIL | L_MODV2_SOIL_CA_041 | calcium | CA | Ion Exchange Resin | Resin Extraction - Unibest (0.5 M HCl) | Saturated paste | variable | 24 hrs | ICP-OES | MEASURED | % | prcnt | PERCENT | http://qudt.org/vocab/unit/PERCENT | UniBest, Inc | https://www.unibestinc.com/about |  | PROPRIETARY | CANDIDATE | 2026-04-02T12:00:00Z
SOIL | L_MODV2_SOIL_CA_042 | calcium | CA | Ion Exchange Resin | Resin Extraction - Unibest (0.5 M HCl) | Saturated paste | m/v |  | ICP-OES | MEASURED | % | prcnt | PERCENT | http://qudt.org/vocab/unit/PERCENT | UniBest, Inc | https://www.unibestinc.com/about |  | PROPRIETARY | CANDIDATE | 2026-04-02T12:00:00Z
SOIL | L_MODV2_SOIL_CA_043 | calcium | CA | Lancaster | Lancaster Extraction (Solution A:0.05 M HCl, Solution B: 1.57 M glacial acetic acid, 0.063 M malonic acid, 0.089 M malic acid, 0.032 M ammonium fluoride, 0.012 M aluminum chloride hexahydrate) | 0.045139 | m/v | Soil+Solution A, sit for 10 minutes. Add Solution B, shake for 10 minutes | ICP-OES | MEASURED | % | prcnt | PERCENT | http://qudt.org/vocab/unit/PERCENT | SERA-6 | Soil Test Methods From the Southeastern United States, SERA-IEG-6, 2014, Chapter 4.4 |  | OFFICIAL | CANDIDATE | 2026-04-02T12:00:00Z
SOIL | L_MODV2_SOIL_CA_044 | calcium | CA | Mehlich 1 | Mehlich 1 (0.05 M HCl + 0.0125 M H2SO4) | 0.045139 | m/v | 5 min | ICP-OES, AAS | MEASURED | % | prcnt | PERCENT | http://qudt.org/vocab/unit/PERCENT | SERA-6 | Soil Test Methods From the Southeastern United States, SERA-IEG-6, 2014, Chapter 4.2 |  | OFFICIAL | CANDIDATE | 2026-04-02T12:00:00Z
SOIL | L_MODV2_SOIL_CA_045 | calcium | CA | Mehlich 2 | Mehlich 2 (0.2 N CH3COOH + 0.015 N NH4F + 0.2 N NH4Cl + 0.012 N HCl) | 0.048611 | m/v | 5 min | ICP-OES, AAS | MEASURED | % | prcnt | PERCENT | http://qudt.org/vocab/unit/PERCENT | NCSU | Mehlich A. 1978. New extractant for soil test evaluation of phosphorus, potassium, magnesium, calcium, sodium, manganese and zinc. Commun Soil Sci Plant Anal 9(6):477-92. |  | PROVISIONAL | CANDIDATE | 2026-04-02T12:00:00Z
SOIL | L_MODV2_SOIL_CA_046 | calcium | CA | Mehlich 3 | Calculation | Calculation | Calculation | Calculation | Calculation | MEASURED | % | prcnt | PERCENT | http://qudt.org/vocab/unit/PERCENT |  |  |  | EXPERIMENTAL | CANDIDATE | 2026-04-02T12:00:00Z
SOIL | L_MODV2_SOIL_CA_047 | calcium | CA | Mehlich 3 | Mehlich 3 (0.2 N CH3COOH + 0.25 N NH4NO3 + 0.013 N HNO3 + 0.015 N NH4F + 0.001 M EDTA) | 0.048611 | m/v | 5 min | ICP-OES, AAS | MEASURED | % | prcnt | PERCENT | http://qudt.org/vocab/unit/PERCENT | SERA-6, NCERA-13, NECC-1812 | Soil Test Methods From the Southeastern United States, SERA-IEG-6, 2014, Chapter 4.3 |  | OFFICIAL | CANDIDATE | 2026-04-02T12:00:00Z
SOIL | L_MODV2_SOIL_CA_048 | calcium | CA | Morgan | Morgan (0.72 N NaOAc + 0.52 N CH3COOH) | 0.045139 | v/v | 15 min | ICP-OES, AAS | MEASURED | % | prcnt | PERCENT | http://qudt.org/vocab/unit/PERCENT | NECC-1812 | Recommended Soil Testing Procedures for the Northeastern United States, NECC-1812 Publication No. 493, 3rd Edition, 2011, Chapter 5. |  | OFFICIAL | CANDIDATE | 2026-04-02T12:00:00Z
SOIL | L_MODV2_SOIL_CA_049 | calcium | CA | Modified Morgan | Modified Morgan (0.62 N NH4OH + 1.25 N CH3COOH) | 0.048611 | m/v | 15 min | ICP-OES, AAS | MEASURED | % | prcnt | PERCENT | http://qudt.org/vocab/unit/PERCENT | NECC-1812 | Recommended Soil Testing Procedures for the Northeastern United States, NECC-1812 Publication No. 493, 3rd Edition, 2011, Chapter 5. |  | OFFICIAL | CANDIDATE | 2026-04-02T12:00:00Z
SOIL | L_MODV2_SOIL_CA_050 | calcium | CA | Plant Root Simulator | Plant Root Simulator - PRS | Saturated paste | m/v |  | ICP-OES | MEASURED | % | prcnt | PERCENT | http://qudt.org/vocab/unit/PERCENT |  |  |  | EXPERIMENTAL | CANDIDATE | 2026-04-02T12:00:00Z
SOIL | L_MODV2_SOIL_CA_051 | calcium | CA | Potassium Chloride | 1.0 N KCl |  | m/v |  | ICP-OES, AAS | MEASURED | % | prcnt | PERCENT | http://qudt.org/vocab/unit/PERCENT |  |  |  | EXPERIMENTAL | CANDIDATE | 2026-04-02T12:00:00Z
SOIL | L_MODV2_SOIL_CA_052 | calcium | CA | Truog | Truog, 0.002 N H2S04 buffered with NH4HS04, pH 3.0 | 0.18056 | m/v | 30 min | ICP-OES | MEASURED | % | prcnt | PERCENT | http://qudt.org/vocab/unit/PERCENT |  |  |  | PROVISIONAL | CANDIDATE | 2026-04-02T12:00:00Z
SOIL | L_MODV2_SOIL_CACO3_001 | calcium carbonate | CACO3 | Acetic Acid | Acetic Acid |  |  |  | ISE | MEASURED | % | prcnt | PERCENT | http://qudt.org/vocab/unit/PERCENT |  |  |  | EXPERIMENTAL | VALID | 2024-11-13T12:00:00Z | 2026-04-03T12:00:00Z | 2026-04-03: Terminology and chemical naming standardization pass.
SOIL | L_MODV2_SOIL_CACO3_002 | calcium carbonate | CACO3 | Ammonium Oxalate | Acid Ammonium Oxalate |  |  |  | Titration | MEASURED | % | prcnt | PERCENT | http://qudt.org/vocab/unit/PERCENT |  |  |  | EXPERIMENTAL | VALID | 2024-11-13T12:00:00Z
SOIL | L_MODV2_SOIL_CACO3_003 | calcium carbonate | CACO3 | Pressure Calcimeter | HCl | 0.00072338 |  |  | CO2 Displacement | MEASURED | % | prcnt | PERCENT | http://qudt.org/vocab/unit/PERCENT | SSSA | Methods of Soil Analysis: Part 2 Microbiological and Biochemical Properties, 5.2, 1994. (91-7) |  | OFFICIAL | VALID | 2024-11-13T12:00:00Z | 2026-04-03T12:00:00Z | Reagent abbreviation: "Hydrochloric Acid" → "HCl" ¦ 2026-04-03: Final audit fixes applied
SOIL | L_MODV2_SOIL_CACO3_004 | calcium carbonate | CACO3 | Titration | 1.0 N HCl, Titration with 1.0 N NaOH |  |  |  | Titration | MEASURED | % | prcnt | PERCENT | http://qudt.org/vocab/unit/PERCENT | WERA-103 | Soil, Plant and Water Reference Methods for the Western Region, 4th Edition, 2013. Method S-1.3 |  | OFFICIAL | VALID | 2024-11-13T12:00:00Z
SOIL | L_MODV2_SOIL_CACO3_005 | calcium carbonate | CACO3 | Weight Loss | 3.0 N HCl, Weight Loss CO2 | 2:10 to 5:10 |  | 120 min | Gravimetric | MEASURED | % | prcnt | PERCENT | http://qudt.org/vocab/unit/PERCENT | WERA-103 | Soil, Plant and Water Reference Methods for the Western Region, 4th Edition, 2013. Method S-10.20 |  | OFFICIAL | VALID | 2024-11-13T12:00:00Z | 2026-04-03T12:00:00Z | 2026-04-03: Final audit fixes applied
SOIL | L_MODV2_SOIL_CACO3_006 | calcium carbonate | CACO3 | Weight Loss | 1.0 N HCl, Pressure Transducer | 0.042361 |  | 120 min | Pressure Transducer | MEASURED | % | prcnt | PERCENT | http://qudt.org/vocab/unit/PERCENT |  |  |  | OFFICIAL | VALID | 2024-11-13T12:00:00Z | 2026-04-03T12:00:00Z | 2026-04-03: Terminology and chemical naming standardization pass. ¦ 2026-04-03: Final audit fixes applied
SOIL | L_MODV2_SOIL_C_001 | carbon | C | Slurry | Deionized Water |  |  |  | ICP-OES | MEASURED | mg/kg | mg1kg-1 | MilliGM-PER-KiloGM | http://qudt.org/vocab/unit/MilliGM-PER-KiloGM |  |  |  | EXPERIMENTAL | SUPERSEDED | 2024-11-13T12:00:00Z | 2026-04-02T12:00:00Z | Mass-per-mass/ppm harmonization to percent; was mg/kg
SOIL | L_MODV2_SOIL_C_002 | carbon | C | Slurry | Deionized Water |  |  |  | ICP-OES | MEASURED | % | prcnt | PERCENT | http://qudt.org/vocab/unit/PERCENT |  |  |  | EXPERIMENTAL | CANDIDATE | 2026-04-02T12:00:00Z
SOIL | L_MODV2_SOIL_CMP_001 | Carbon Mineralization Potential | CMP | Incubation | 1-day incubation followed by CO2-C evolution and capture at 50% water-filled pore space. | 50% water-filled pore space | m/v | 24 hrs | Electrical Conductivity | MEASURED | mg/kg | mg1kg-1 | MilliGM-PER-KiloGM | http://qudt.org/vocab/unit/MilliGM-PER-KiloGM | Soil Health Institute | Zibilske, 1994 |  | OFFICIAL | SUPERSEDED | 2024-11-13T12:00:00Z | 2026-04-02T12:00:00Z | Mass-per-mass/ppm harmonization to percent; was mg/kg
SOIL | L_MODV2_SOIL_CMP_002 | Carbon Mineralization Potential | CMP | Incubation | 1-day incubation followed by CO2-C evolution and capture at 50% water-filled pore space. | 50% water-filled pore space | m/v | 24 hrs | Infrared gas analyzer (IRGA) | MEASURED | mg/kg | mg1kg-1 | MilliGM-PER-KiloGM | http://qudt.org/vocab/unit/MilliGM-PER-KiloGM | Soil Health Institute | Zibilske, 1994 |  | OFFICIAL | SUPERSEDED | 2024-11-13T12:00:00Z | 2026-04-03T12:00:00Z | Mass-per-mass/ppm harmonization to percent; was mg/kg ¦ 2026-04-03: Final audit fixes applied
SOIL | L_MODV2_SOIL_CMP_003 | Carbon Mineralization Potential | CMP | Incubation | 1-day incubation followed by CO2-C evolution and capture at 50% water-filled pore space. | 50% water-filled pore space | m/v | 24 hrs | Titration | MEASURED | mg/kg | mg1kg-1 | MilliGM-PER-KiloGM | http://qudt.org/vocab/unit/MilliGM-PER-KiloGM | Soil Health Institute | Zibilske, 1994 |  | OFFICIAL | SUPERSEDED | 2024-11-13T12:00:00Z | 2026-04-02T12:00:00Z | Mass-per-mass/ppm harmonization to percent; was mg/kg
SOIL | L_MODV2_SOIL_CMP_004 | Carbon Mineralization Potential | CMP | Incubation | 1-day incubation followed by CO2-C evolution and capture at 50% water-filled pore space. | 50% water-filled pore space | m/v | 24 hrs | CO2 Paddle | MEASURED | mg/kg | mg1kg-1 | MilliGM-PER-KiloGM | http://qudt.org/vocab/unit/MilliGM-PER-KiloGM | Woods End Laboratories | Solvita Gel System; https://solvita.com/co2-burst/ |  | PROVISIONAL | SUPERSEDED | 2024-11-13T12:00:00Z | 2026-04-02T12:00:00Z | Mass-per-mass/ppm harmonization to percent; was mg/kg
SOIL | L_MODV2_SOIL_CMP_005 | Carbon Mineralization Potential | CMP | Incubation | 3-day incubation followed by CO2-C evolution and capture at 50% water-filled pore space. | 50% water-filled pore space | m/v | 3 days | Electrical Conductivity | MEASURED | mg/kg | mg1kg-1 | MilliGM-PER-KiloGM | http://qudt.org/vocab/unit/MilliGM-PER-KiloGM | Soil Health Institute | Zibilske, 1994 |  | OFFICIAL | SUPERSEDED | 2024-11-13T12:00:00Z | 2026-04-03T12:00:00Z | Mass-per-mass/ppm harmonization to percent; was mg/kg ¦ 2026-04-03: Terminology and chemical naming standardization pass.
SOIL | L_MODV2_SOIL_CMP_006 | Carbon Mineralization Potential | CMP | Incubation | 3-day incubation followed by CO2-C evolution and capture at 50% water-filled pore space. | 50% water-filled pore space | m/v | 3 days | Infrared gas analyzer (IRGA) | MEASURED | mg/kg | mg1kg-1 | MilliGM-PER-KiloGM | http://qudt.org/vocab/unit/MilliGM-PER-KiloGM | Soil Health Institute | Zibilske, 1994 |  | OFFICIAL | SUPERSEDED | 2024-11-13T12:00:00Z | 2026-04-03T12:00:00Z | Mass-per-mass/ppm harmonization to percent; was mg/kg ¦ 2026-04-03: Terminology and chemical naming standardization pass. ¦ 2026-04-03: Final audit fixes applied
SOIL | L_MODV2_SOIL_CMP_007 | Carbon Mineralization Potential | CMP | Incubation | 3-day incubation followed by CO2-C evolution and capture at 50% water-filled pore space. | 50% water-filled pore space | m/v | 3 days | Titration | MEASURED | mg/kg | mg1kg-1 | MilliGM-PER-KiloGM | http://qudt.org/vocab/unit/MilliGM-PER-KiloGM | Soil Health Institute | Zibilske, 1994 |  | OFFICIAL | SUPERSEDED | 2024-11-13T12:00:00Z | 2026-04-03T12:00:00Z | Mass-per-mass/ppm harmonization to percent; was mg/kg ¦ 2026-04-03: Terminology and chemical naming standardization pass.
SOIL | L_MODV2_SOIL_CMP_008 | Carbon Mineralization Potential | CMP | Incubation | 4-day incubation followed by CO2-C evolution and capture at 50% water-filled pore space. | 50% water-filled pore space | m/v | 4 days | Electrical Conductivity | MEASURED | mg/kg | mg1kg-1 | MilliGM-PER-KiloGM | http://qudt.org/vocab/unit/MilliGM-PER-KiloGM | Soil Health Institute | Zibilske, 1994 |  | OFFICIAL | SUPERSEDED | 2024-11-13T12:00:00Z | 2026-04-03T12:00:00Z | Mass-per-mass/ppm harmonization to percent; was mg/kg ¦ 2026-04-03: Terminology and chemical naming standardization pass.
SOIL | L_MODV2_SOIL_CMP_009 | Carbon Mineralization Potential | CMP | Incubation | 4-day incubation followed by CO2-C evolution and capture at 50% water-filled pore space. | 50% water-filled pore space | m/v | 4 days | Infrared gas analyzer (IRGA) | MEASURED | mg/kg | mg1kg-1 | MilliGM-PER-KiloGM | http://qudt.org/vocab/unit/MilliGM-PER-KiloGM | Soil Health Institute | Zibilske, 1994 |  | OFFICIAL | SUPERSEDED | 2024-11-13T12:00:00Z | 2026-04-03T12:00:00Z | Mass-per-mass/ppm harmonization to percent; was mg/kg ¦ 2026-04-03: Terminology and chemical naming standardization pass. ¦ 2026-04-03: Final audit fixes applied
SOIL | L_MODV2_SOIL_CMP_010 | Carbon Mineralization Potential | CMP | Incubation | 4-day incubation followed by CO2-C evolution and capture at 50% water-filled pore space. | 50% water-filled pore space | m/v | 4 days | Titration | MEASURED | mg/kg | mg1kg-1 | MilliGM-PER-KiloGM | http://qudt.org/vocab/unit/MilliGM-PER-KiloGM | Soil Health Institute | Zibilske, 1994 |  | OFFICIAL | SUPERSEDED | 2024-11-13T12:00:00Z | 2026-04-03T12:00:00Z | Mass-per-mass/ppm harmonization to percent; was mg/kg ¦ 2026-04-03: Terminology and chemical naming standardization pass.
SOIL | L_MODV2_SOIL_CMP_011 | Carbon Mineralization Potential | CMP | Incubation | 7-day incubation followed by CO2-C evolution and capture at 50% water-filled pore space. | 50% water-filled pore space | m/v | 7 days | Electrical Conductivity | MEASURED | mg/kg | mg1kg-1 | MilliGM-PER-KiloGM | http://qudt.org/vocab/unit/MilliGM-PER-KiloGM | Soil Health Institute | Zibilske, 1994 |  | OFFICIAL | SUPERSEDED | 2024-11-13T12:00:00Z | 2026-04-03T12:00:00Z | Mass-per-mass/ppm harmonization to percent; was mg/kg ¦ 2026-04-03: Terminology and chemical naming standardization pass.
SOIL | L_MODV2_SOIL_CMP_012 | Carbon Mineralization Potential | CMP | Incubation | 7-day incubation followed by CO2-C evolution and capture at 50% water-filled pore space. | 50% water-filled pore space | m/v | 7 days | Infrared gas analyzer (IRGA) | MEASURED | mg/kg | mg1kg-1 | MilliGM-PER-KiloGM | http://qudt.org/vocab/unit/MilliGM-PER-KiloGM | Soil Health Institute | Zibilske, 1994 |  | OFFICIAL | SUPERSEDED | 2024-11-13T12:00:00Z | 2026-04-03T12:00:00Z | Mass-per-mass/ppm harmonization to percent; was mg/kg ¦ 2026-04-03: Terminology and chemical naming standardization pass. ¦ 2026-04-03: Final audit fixes applied
SOIL | L_MODV2_SOIL_CMP_013 | Carbon Mineralization Potential | CMP | Incubation | 7-day incubation followed by CO2-C evolution and capture at 50% water-filled pore space. | 50% water-filled pore space | m/v | 7 days | Titration | MEASURED | mg/kg | mg1kg-1 | MilliGM-PER-KiloGM | http://qudt.org/vocab/unit/MilliGM-PER-KiloGM | Soil Health Institute | Zibilske, 1994 |  | OFFICIAL | SUPERSEDED | 2024-11-13T12:00:00Z | 2026-04-03T12:00:00Z | Mass-per-mass/ppm harmonization to percent; was mg/kg ¦ 2026-04-03: Terminology and chemical naming standardization pass.
SOIL | L_MODV2_SOIL_CMP_014 | Carbon Mineralization Potential | CMP | Respiration | Solvita 24 Respiration |  |  | 24 hrs | Spectrophotometric | CALCULATION | mg/kg | mg1kg-1 | MilliGM-PER-KiloGM | http://qudt.org/vocab/unit/MilliGM-PER-KiloGM |  | Woods End Laboratories, Mt. Vernon, ME. |  | PROVISIONAL | SUPERSEDED | 2024-11-13T12:00:00Z | 2026-04-03T12:00:00Z | Mass-per-mass/ppm harmonization to percent; was mg/kg ¦ 2026-04-03: Final audit fixes applied
SOIL | L_MODV2_SOIL_CMP_015 | Carbon Mineralization Potential | CMP | Short Term Carbon Mineralization | KOH |  |  | 4 days | Electrical Conductivity | MEASURED | mg/kg | mg1kg-1 | MilliGM-PER-KiloGM | http://qudt.org/vocab/unit/MilliGM-PER-KiloGM | USDA | https://directives.sc.egov.usda.gov/OpenNonWebContent.aspx?content=44475.wba page 9 |  | PROVISIONAL | SUPERSEDED | 2024-11-13T12:00:00Z | 2026-04-03T12:00:00Z | Mass-per-mass/ppm harmonization to percent; was mg/kg ¦ 2026-04-03: Final audit fixes applied
SOIL | L_MODV2_SOIL_CMP_016 | Carbon Mineralization Potential | CMP | Short Term Carbon Mineralization | NaOH |  |  | 4 days | Electrical Conductivity | MEASURED | mg/kg | mg1kg-1 | MilliGM-PER-KiloGM | http://qudt.org/vocab/unit/MilliGM-PER-KiloGM | USDA | https://directives.sc.egov.usda.gov/OpenNonWebContent.aspx?content=44475.wba |  | PROVISIONAL | SUPERSEDED | 2024-11-13T12:00:00Z | 2026-04-03T12:00:00Z | Mass-per-mass/ppm harmonization to percent; was mg/kg ¦ 2026-04-03: Final audit fixes applied
SOIL | L_MODV2_SOIL_CMP_017 | Carbon Mineralization Potential | CMP | Carbon Mineralization | 4-day incubation followed by CO2 measurement by EC trap | 0.83889 | m/v | 4 days | Electrical Conductivity | MEASURED | mg/kg | mg1kg-1 | MilliGM-PER-KiloGM | http://qudt.org/vocab/unit/MilliGM-PER-KiloGM | Cornell | Mobius-Clune, et.al., 2016. Comprehensive Assessment of Soil Health. Soil Respiration, p 51-52. Third addition, Cornell University. |  | PROVISIONAL | SUPERSEDED | 2024-11-13T12:00:00Z | 2026-04-02T12:00:00Z | Mass-per-mass/ppm harmonization to percent; was mg/kg
SOIL | L_MODV2_SOIL_CMP_018 | Carbon Mineralization Potential | CMP | Incubation | 1-day incubation followed by CO2-C evolution and capture at 50% water-filled pore space. | 50% water-filled pore space | m/v | 24 hrs | Electrical Conductivity | MEASURED | % | prcnt | PERCENT | http://qudt.org/vocab/unit/PERCENT | Soil Health Institute | Zibilske, 1994 |  | OFFICIAL | CANDIDATE | 2026-04-02T12:00:00Z
SOIL | L_MODV2_SOIL_CMP_019 | Carbon Mineralization Potential | CMP | Incubation | 1-day incubation followed by CO2-C evolution and capture at 50% water-filled pore space. | 50% water-filled pore space | m/v | 24 hrs | Infrared gas analyzer (IRGA) | MEASURED | % | prcnt | PERCENT | http://qudt.org/vocab/unit/PERCENT | Soil Health Institute | Zibilske, 1994 |  | OFFICIAL | CANDIDATE | 2026-04-02T12:00:00Z
SOIL | L_MODV2_SOIL_CMP_020 | Carbon Mineralization Potential | CMP | Incubation | 1-day incubation followed by CO2-C evolution and capture at 50% water-filled pore space. | 50% water-filled pore space | m/v | 24 hrs | Titration | MEASURED | % | prcnt | PERCENT | http://qudt.org/vocab/unit/PERCENT | Soil Health Institute | Zibilske, 1994 |  | OFFICIAL | CANDIDATE | 2026-04-02T12:00:00Z
SOIL | L_MODV2_SOIL_CMP_021 | Carbon Mineralization Potential | CMP | Incubation | 1-day incubation followed by CO2-C evolution and capture at 50% water-filled pore space. | 50% water-filled pore space | m/v | 24 hrs | CO2 Paddle | MEASURED | % | prcnt | PERCENT | http://qudt.org/vocab/unit/PERCENT | Woods End Laboratories | Solvita Gel System; https://solvita.com/co2-burst/ |  | PROVISIONAL | CANDIDATE | 2026-04-02T12:00:00Z
SOIL | L_MODV2_SOIL_CMP_022 | Carbon Mineralization Potential | CMP | Incubation | 3-day incubation followed by CO2-C evolution and capture at 50% water-filled pore space. | 50% water-filled pore space | m/v | 3 days | Electrical Conductivity | MEASURED | % | prcnt | PERCENT | http://qudt.org/vocab/unit/PERCENT | Soil Health Institute | Zibilske, 1994 |  | OFFICIAL | CANDIDATE | 2026-04-02T12:00:00Z
SOIL | L_MODV2_SOIL_CMP_023 | Carbon Mineralization Potential | CMP | Incubation | 3-day incubation followed by CO2-C evolution and capture at 50% water-filled pore space. | 50% water-filled pore space | m/v | 3 days | Infrared gas analyzer (IRGA) | MEASURED | % | prcnt | PERCENT | http://qudt.org/vocab/unit/PERCENT | Soil Health Institute | Zibilske, 1994 |  | OFFICIAL | CANDIDATE | 2026-04-02T12:00:00Z
SOIL | L_MODV2_SOIL_CMP_024 | Carbon Mineralization Potential | CMP | Incubation | 3-day incubation followed by CO2-C evolution and capture at 50% water-filled pore space. | 50% water-filled pore space | m/v | 3 days | Titration | MEASURED | % | prcnt | PERCENT | http://qudt.org/vocab/unit/PERCENT | Soil Health Institute | Zibilske, 1994 |  | OFFICIAL | CANDIDATE | 2026-04-02T12:00:00Z
SOIL | L_MODV2_SOIL_CMP_025 | Carbon Mineralization Potential | CMP | Incubation | 4-day incubation followed by CO2-C evolution and capture at 50% water-filled pore space. | 50% water-filled pore space | m/v | 4 days | Electrical Conductivity | MEASURED | % | prcnt | PERCENT | http://qudt.org/vocab/unit/PERCENT | Soil Health Institute | Zibilske, 1994 |  | OFFICIAL | CANDIDATE | 2026-04-02T12:00:00Z
SOIL | L_MODV2_SOIL_CMP_026 | Carbon Mineralization Potential | CMP | Incubation | 4-day incubation followed by CO2-C evolution and capture at 50% water-filled pore space. | 50% water-filled pore space | m/v | 4 days | Infrared gas analyzer (IRGA) | MEASURED | % | prcnt | PERCENT | http://qudt.org/vocab/unit/PERCENT | Soil Health Institute | Zibilske, 1994 |  | OFFICIAL | CANDIDATE | 2026-04-02T12:00:00Z
SOIL | L_MODV2_SOIL_CMP_027 | Carbon Mineralization Potential | CMP | Incubation | 4-day incubation followed by CO2-C evolution and capture at 50% water-filled pore space. | 50% water-filled pore space | m/v | 4 days | Titration | MEASURED | % | prcnt | PERCENT | http://qudt.org/vocab/unit/PERCENT | Soil Health Institute | Zibilske, 1994 |  | OFFICIAL | CANDIDATE | 2026-04-02T12:00:00Z
SOIL | L_MODV2_SOIL_CMP_028 | Carbon Mineralization Potential | CMP | Incubation | 7-day incubation followed by CO2-C evolution and capture at 50% water-filled pore space. | 50% water-filled pore space | m/v | 7 days | Electrical Conductivity | MEASURED | % | prcnt | PERCENT | http://qudt.org/vocab/unit/PERCENT | Soil Health Institute | Zibilske, 1994 |  | OFFICIAL | CANDIDATE | 2026-04-02T12:00:00Z
SOIL | L_MODV2_SOIL_CMP_029 | Carbon Mineralization Potential | CMP | Incubation | 7-day incubation followed by CO2-C evolution and capture at 50% water-filled pore space. | 50% water-filled pore space | m/v | 7 days | Infrared gas analyzer (IRGA) | MEASURED | % | prcnt | PERCENT | http://qudt.org/vocab/unit/PERCENT | Soil Health Institute | Zibilske, 1994 |  | OFFICIAL | CANDIDATE | 2026-04-02T12:00:00Z
SOIL | L_MODV2_SOIL_CMP_030 | Carbon Mineralization Potential | CMP | Incubation | 7-day incubation followed by CO2-C evolution and capture at 50% water-filled pore space. | 50% water-filled pore space | m/v | 7 days | Titration | MEASURED | % | prcnt | PERCENT | http://qudt.org/vocab/unit/PERCENT | Soil Health Institute | Zibilske, 1994 |  | OFFICIAL | CANDIDATE | 2026-04-02T12:00:00Z
SOIL | L_MODV2_SOIL_CMP_031 | Carbon Mineralization Potential | CMP | Respiration | Solvita 24 Respiration |  |  | 24 hrs | Spectrophotometric | CALCULATION | % | prcnt | PERCENT | http://qudt.org/vocab/unit/PERCENT |  | Woods End Laboratories, Mt. Vernon, ME. |  | PROVISIONAL | CANDIDATE | 2026-04-02T12:00:00Z
SOIL | L_MODV2_SOIL_CMP_032 | Carbon Mineralization Potential | CMP | Short Term Carbon Mineralization | KOH |  |  | 4 days | Electrical Conductivity | MEASURED | % | prcnt | PERCENT | http://qudt.org/vocab/unit/PERCENT | USDA | https://directives.sc.egov.usda.gov/OpenNonWebContent.aspx?content=44475.wba page 9 |  | PROVISIONAL | CANDIDATE | 2026-04-02T12:00:00Z
SOIL | L_MODV2_SOIL_CMP_033 | Carbon Mineralization Potential | CMP | Short Term Carbon Mineralization | NaOH |  |  | 4 days | Electrical Conductivity | MEASURED | % | prcnt | PERCENT | http://qudt.org/vocab/unit/PERCENT | USDA | https://directives.sc.egov.usda.gov/OpenNonWebContent.aspx?content=44475.wba |  | PROVISIONAL | CANDIDATE | 2026-04-02T12:00:00Z
SOIL | L_MODV2_SOIL_CMP_034 | Carbon Mineralization Potential | CMP | Carbon Mineralization | 4-day incubation followed by CO2 measurement by EC trap | 0.83889 | m/v | 4 days | Electrical Conductivity | MEASURED | % | prcnt | PERCENT | http://qudt.org/vocab/unit/PERCENT | Cornell | Mobius-Clune, et.al., 2016. Comprehensive Assessment of Soil Health. Soil Respiration, p 51-52. Third addition, Cornell University. |  | PROVISIONAL | CANDIDATE | 2026-04-02T12:00:00Z
SOIL | L_MODV2_SOIL_TC_001 | carbon, total | TC | Dry Combustion | O2 |  |  |  | Gravimetric | MEASURED | % | prcnt | PERCENT | http://qudt.org/vocab/unit/PERCENT |  |  |  | EXPERIMENTAL | RETIRED | 2024-11-13T12:00:00Z | 2026-04-03T12:00:00Z | Combustion method renamed: "Combustion" → "Dry Combustion" ¦ 2026-04-03: Final audit fixes applied
SOIL | L_MODV2_SOIL_CO3_001 | carbonate | CO3 | Acetic Acid | Acetic Acid |  |  |  | ISE | MEASURED | % | prcnt | PERCENT | http://qudt.org/vocab/unit/PERCENT |  |  |  | EXPERIMENTAL | VALID | 2024-11-13T12:00:00Z | 2026-04-03T12:00:00Z | 2026-04-03: Terminology and chemical naming standardization pass.
SOIL | L_MODV2_SOIL_CO3_002 | carbonate | CO3 | Slurry | Deionized Water | 0.042361 | m/v |  | Titration | MEASURED | meq/L | meq1l-1 | Needs QUDT Discussion | Needs QUDT Discussion |  |  |  | EXPERIMENTAL | VALID | 2024-11-13T12:00:00Z
SOIL | L_MODV2_SOIL_CO3_003 | carbonate | CO3 | Saturated paste | Soil saturated with DI water, subsequent extraction and retained for analysis | Saturated paste | m/m | 4 hrs | ICP-OES | CALCULATION | meq/L | meq1l-1 | Needs QUDT Discussion | Needs QUDT Discussion | USDA | US Salinity Staff, 1954. L.A Richards (ed.) Diagnosis and improvement of saline alkali soils. 160 p. USDA Handb. 60 US Govt. Print Office, Washington DC. |  | OFFICIAL | VALID | 2024-11-13T12:00:00Z
SOIL | L_MODV2_SOIL_CO3_004 | carbonate | CO3 | Saturated paste | Soil saturated with DI water, subsequent extraction and retained for analysis | Saturated paste | m/m | 4 hrs | Titration | MEASURED | meq/L | meq1l-1 | Needs QUDT Discussion | Needs QUDT Discussion | USDA | US Salinity Staff, 1954. L.A Richards (ed.) Diagnosis and improvement of saline alkali soils. 160 p. USDA Handb. 60 US Govt. Print Office, Washington DC. |  | OFFICIAL | VALID | 2024-11-13T12:00:00Z
SOIL | L_MODV2_SOIL_CO3_005 | carbonate | CO3 | Saturated paste | Soil saturated with DI water, subsequent extraction and retained for analysis | Saturated paste | m/m | 4 hrs | Titration | MEASURED | meq/L | meq1l-1 | Needs QUDT Discussion | Needs QUDT Discussion | WERA-103 | Soil, Plant and Water Reference Methods for the Western Region, 4th Edition, 2013. Method S-15.1 |  | OFFICIAL | VALID | 2024-11-13T12:00:00Z
SOIL | L_MODV2_SOIL_CO3QUAL_001 | carbonates, qualitative | CO3QUAL | Hydrochloric Acid | HCl Effervescence |  | m/v |  | Semi-Quantitative | OBSERVED |  | none | UNITLESS | Needs QUDT Discussion | WERA-103 | Soil, Plant and Water Reference Methods for the Western Region, 4th Edition, 2013. Method S-13.05 |  | OFFICIAL | VALID | 2024-11-13T12:00:00Z | 2026-04-02T12:00:00Z | Reagent abbreviation: "Hydrochloric Acid Effervescence" → "HCl Effervescence"
SOIL | L_MODV2_SOIL_CEC_001 | cation exchange capacity | CEC | Ammonium Acetate | Displacement - Ammonium Acetate | 0.045139 | m/v | 30 min | ICP-OES | MEASURED | mg/kg | mg1kg-1 | MilliGM-PER-KiloGM | http://qudt.org/vocab/unit/MilliGM-PER-KiloGM | WERA-103 | Soil, Plant and Water Reference Methods for the Western Region, 4th Edition, 2013, WERA-103. Method S-5.10 |  | OFFICIAL | SUPERSEDED | 2024-11-13T12:00:00Z | 2026-04-02T12:00:00Z | Mass-per-mass/ppm harmonization to percent; was mg/kg
SOIL | L_MODV2_SOIL_CEC_002 | cation exchange capacity | CEC | Ammonium Acetate | Displacement - Ammonium Acetate | 0.059028 | m/v | Overnight | ICP-OES, AAS | MEASURED | mg/kg | mg1kg-1 | MilliGM-PER-KiloGM | http://qudt.org/vocab/unit/MilliGM-PER-KiloGM | US-EPA | https://www.epa.gov/sites/production/files/2015-12/documents/9080.pdf |  | OFFICIAL | SUPERSEDED | 2024-11-13T12:00:00Z | 2026-04-03T12:00:00Z | Mass-per-mass/ppm harmonization to percent; was mg/kg ¦ 2026-04-03: Terminology harmonization — cross-matrix consistency pass.
SOIL | L_MODV2_SOIL_CEC_003 | cation exchange capacity | CEC | Ammonium Acetate | Alcohol Prewash/Ammonium Acetate | 0.055556 | m/v | 15 min | ICP-OES | MEASURED | mg/kg | mg1kg-1 | MilliGM-PER-KiloGM | http://qudt.org/vocab/unit/MilliGM-PER-KiloGM | USDA | Soil Survey Laboratory Methods Manual #42 ver 4 (2004) |  | PROVISIONAL | SUPERSEDED | 2024-11-13T12:00:00Z | 2026-04-02T12:00:00Z | Mass-per-mass/ppm harmonization to percent; was mg/kg
SOIL | L_MODV2_SOIL_CEC_004 | cation exchange capacity | CEC | Ammonium Acetate | 1.0 N Ammonium Acetate buffered to pH 8.5 | 0.048611 | m/v | 30 min | ICP-OES | MEASURED | mg/kg | mg1kg-1 | MilliGM-PER-KiloGM | http://qudt.org/vocab/unit/MilliGM-PER-KiloGM | WERA-103 | Soil, Plant and Water Reference Methods for the Western Region, 4th Edition, 2013, WERA-103. Method S-5.11 |  | OFFICIAL | SUPERSEDED | 2024-11-13T12:00:00Z | 2026-04-02T12:00:00Z | Mass-per-mass/ppm harmonization to percent; was mg/kg
SOIL | L_MODV2_SOIL_CEC_005 | cation exchange capacity | CEC | Barium Chloride | Displacement - Barium Chloride | 0.045139 | m/v | 30 min | ICP-OES, AAS | MEASURED | mEq/100g | mEq1hg-1 | MilliEQ-PER-HectoGM | http://qudt.org/vocab/unit/MilliEQ-PER-HectoGM | WERA-103 | Soil, Plant and Water Reference Methods for the Western Region, 4th Edition, 2013, WERA-103. Method S-13.20 |  | OFFICIAL | VALID | 2024-11-13T12:00:00Z | 2026-04-03T12:00:00Z | 2026-04-03: Terminology harmonization — cross-matrix consistency pass.
SOIL | L_MODV2_SOIL_CEC_006 | cation exchange capacity | CEC | Barium Chloride | Displacement - BaCl2/AA, Acidity 1 M KCl |  |  |  | ICP-OES | MEASURED | mEq/100g | mEq1hg-1 | MilliEQ-PER-HectoGM | http://qudt.org/vocab/unit/MilliEQ-PER-HectoGM |  |  |  | EXPERIMENTAL | RETIRED | 2024-11-13T12:00:00Z | 2026-04-03T12:00:00Z | 2026-04-03: Terminology and chemical naming standardization pass.
SOIL | L_MODV2_SOIL_CEC_007 | cation exchange capacity | CEC | Calcium Sulfate | Displacement - Calcium Sulfate |  | m/v |  | ICP-OES, AAS | MEASURED | mEq/100g | mEq1hg-1 | MilliEQ-PER-HectoGM | http://qudt.org/vocab/unit/MilliEQ-PER-HectoGM |  |  |  | PROVISIONAL | VALID | 2024-11-13T12:00:00Z | 2026-04-03T12:00:00Z | 2026-04-03: Terminology harmonization — cross-matrix consistency pass.
SOIL | L_MODV2_SOIL_CEC_008 | cation exchange capacity | CEC | Calculation | Calculation | Calculation | Calculation | Calculation | ICP-OES | CALCULATION | mEq/100g | mEq1hg-1 | MilliEQ-PER-HectoGM | http://qudt.org/vocab/unit/MilliEQ-PER-HectoGM | NCERA-13 | North Central Regional Research Publication No. 221 (Revised 2015), Chapter 7, p 7.3 |  | OFFICIAL | VALID | 2024-11-13T12:00:00Z
SOIL | L_MODV2_SOIL_CEC_009 | cation exchange capacity | CEC | Potassium | Displacement - Potassium |  | m/v |  | ICP-OES, AAS | MEASURED | mEq/100g | mEq1hg-1 | MilliEQ-PER-HectoGM | http://qudt.org/vocab/unit/MilliEQ-PER-HectoGM |  |  |  | PROVISIONAL | VALID | 2024-11-13T12:00:00Z | 2026-04-03T12:00:00Z | 2026-04-03: Terminology harmonization — cross-matrix consistency pass.
SOIL | L_MODV2_SOIL_CEC_010 | cation exchange capacity | CEC | Silver Thiourea | Displacement - Silver Thiourea |  | m/v | 4 hrs | ICP-OES, AAS | MEASURED | mEq/100g | mEq1hg-1 | MilliEQ-PER-HectoGM | http://qudt.org/vocab/unit/MilliEQ-PER-HectoGM |  | Searle, P. L. "The measurement of soil cation exchange properties using the single extraction, silver thiourea method-an evaluation using a range of New Zealand soils." Soil Research 24.2 (1986): 193-200. |  | PROVISIONAL | VALID | 2024-11-13T12:00:00Z | 2026-04-03T12:00:00Z | 2026-04-03: Terminology harmonization — cross-matrix consistency pass.
SOIL | L_MODV2_SOIL_CEC_011 | cation exchange capacity | CEC | Sodium Acetate | Displacement - Sodium Acetate (EPA 9081) | 0.055556 | m/v | 15 min | ICP-OES, AAS | MEASURED | mEq/100g | mEq1hg-1 | MilliEQ-PER-HectoGM | http://qudt.org/vocab/unit/MilliEQ-PER-HectoGM | US-EPA | https://www.epa.gov/sites/production/files/2015-12/documents/9081.pdf |  | OFFICIAL | VALID | 2024-11-13T12:00:00Z | 2026-04-03T12:00:00Z | 2026-04-03: Terminology harmonization — cross-matrix consistency pass.
SOIL | L_MODV2_SOIL_CEC_012 | cation exchange capacity | CEC | Ammonium Acetate | Displacement - Ammonium Acetate | 0.045139 | m/v | 30 min | ICP-OES | MEASURED | % | prcnt | PERCENT | http://qudt.org/vocab/unit/PERCENT | WERA-103 | Soil, Plant and Water Reference Methods for the Western Region, 4th Edition, 2013, WERA-103. Method S-5.10 |  | OFFICIAL | CANDIDATE | 2026-04-02T12:00:00Z
SOIL | L_MODV2_SOIL_CEC_013 | cation exchange capacity | CEC | Ammonium Acetate | Displacement - Ammonium Acetate | 0.059028 | m/v | Overnight | ICP-OES, AAS | MEASURED | % | prcnt | PERCENT | http://qudt.org/vocab/unit/PERCENT | US-EPA | https://www.epa.gov/sites/production/files/2015-12/documents/9080.pdf |  | OFFICIAL | CANDIDATE | 2026-04-02T12:00:00Z
SOIL | L_MODV2_SOIL_CEC_014 | cation exchange capacity | CEC | Ammonium Acetate | Alcohol Prewash/Ammonium Acetate | 0.055556 | m/v | 15 min | ICP-OES | MEASURED | % | prcnt | PERCENT | http://qudt.org/vocab/unit/PERCENT | USDA | Soil Survey Laboratory Methods Manual #42 ver 4 (2004) |  | PROVISIONAL | CANDIDATE | 2026-04-02T12:00:00Z
SOIL | L_MODV2_SOIL_CEC_015 | cation exchange capacity | CEC | Ammonium Acetate | 1.0 N Ammonium Acetate buffered to pH 8.5 | 0.048611 | m/v | 30 min | ICP-OES | MEASURED | % | prcnt | PERCENT | http://qudt.org/vocab/unit/PERCENT | WERA-103 | Soil, Plant and Water Reference Methods for the Western Region, 4th Edition, 2013, WERA-103. Method S-5.11 |  | OFFICIAL | CANDIDATE | 2026-04-02T12:00:00Z
SOIL | L_MODV2_SOIL_CROSS_001 | cation ratio of structural stability | CROSS | Slurry | Deionized Water | 0.20903 |  |  |  | CALCULATION | ratio | ratio | UNITLESS | http://qudt.org/vocab/unit/UNITLESS |  |  |  | EXPERIMENTAL | RETIRED | 2024-11-13T12:00:00Z
SOIL | L_MODV2_SOIL_CATANRATIO_001 | cation:anion ratio | CATANRATIO | [6 empty] | MEASURED | ratio | ratio | UNITLESS | http://qudt.org/vocab/unit/UNITLESS |  |  |  | EXPERIMENTAL | RETIRED | 2024-11-13T12:00:00Z
SOIL | L_MODV2_SOIL_CL_001 | chloride | CL | Calcium Nitrate | 0.01 M Ca(NO3)2 | 0.00072338 | m/v | 15 min | Ion Chromatography | MEASURED | meq/L | meq1l-1 | Needs QUDT Discussion | Needs QUDT Discussion | NCERA-13 | North Central Regional Research Publication No. 221 (Revised 2015), Chapter 11, pp 11.3-11.4 |  | OFFICIAL | VALID | 2024-11-13T12:00:00Z
SOIL | L_MODV2_SOIL_CL_002 | chloride | CL | Calcium Nitrate | 0.01 M Ca(NO3)2 | 0.00072338 | m/v | 15 min | ISE | MEASURED | meq/L | meq1l-1 | Needs QUDT Discussion | Needs QUDT Discussion | NCERA-13 | North Central Regional Research Publication No. 221 (Revised 2015), Chapter 11, pp 11.2-11.3 |  | OFFICIAL | VALID | 2024-11-13T12:00:00Z | 2026-04-03T12:00:00Z | 2026-04-03: Terminology harmonization — cross-matrix consistency pass. ¦ 2026-04-03: Terminology and chemical naming standardization pass.
SOIL | L_MODV2_SOIL_CL_003 | chloride | CL | Calcium Nitrate | 0.01 M Ca(NO3)2 | 0.00072338 | m/v | 15 min | Spectrophotometric | MEASURED | meq/L | meq1l-1 | Needs QUDT Discussion | Needs QUDT Discussion | NCERA-13 | North Central Regional Research Publication No. 221 (Revised 2015), Chapter 11, pp 11.1-11.2. |  | OFFICIAL | VALID | 2024-11-13T12:00:00Z
SOIL | L_MODV2_SOIL_CL_004 | chloride | CL | Calcium Nitrate | HgThiocyanate/Ca(NO3)2.4H2O |  |  |  | Spectrophotometric | MEASURED | mg/kg | mg1kg-1 | MilliGM-PER-KiloGM | http://qudt.org/vocab/unit/MilliGM-PER-KiloGM |  |  |  | EXPERIMENTAL | RETIRED | 2024-11-13T12:00:00Z
SOIL | L_MODV2_SOIL_CL_005 | chloride | CL | Slurry | Deionized Water | 0.042361 | m/v |  | Spectrophotometric | MEASURED | mg/kg | mg1kg-1 | MilliGM-PER-KiloGM | http://qudt.org/vocab/unit/MilliGM-PER-KiloGM |  |  |  | EXPERIMENTAL | SUPERSEDED | 2024-11-13T12:00:00Z | 2026-04-02T12:00:00Z | Mass-per-mass/ppm harmonization to percent; was mg/kg
SOIL | L_MODV2_SOIL_CL_006 | chloride | CL | Slurry | Deionized Water | 0.042361 | m/v |  | Titration | MEASURED | meq/L | meq1l-1 | Needs QUDT Discussion | Needs QUDT Discussion |  |  |  | EXPERIMENTAL | VALID | 2024-11-13T12:00:00Z
SOIL | L_MODV2_SOIL_CL_007 | chloride | CL | Slurry | Deionized Water | 0.042361 | m/v |  | Ion Chromatography | MEASURED | meq/L | meq1l-1 | Needs QUDT Discussion | Needs QUDT Discussion |  |  |  | EXPERIMENTAL | VALID | 2024-11-13T12:00:00Z
SOIL | L_MODV2_SOIL_CL_008 | chloride | CL | Slurry | Deionized Water | 0.042361 | m/v |  | Chloridometer | MEASURED | meq/L | meq1l-1 | Needs QUDT Discussion | Needs QUDT Discussion |  |  |  | EXPERIMENTAL | VALID | 2024-11-13T12:00:00Z | 2026-04-03T12:00:00Z | 2026-04-03: Terminology harmonization — cross-matrix consistency pass.
SOIL | L_MODV2_SOIL_CL_009 | chloride | CL | EPA 300.0 | Deionized water - EPA 300.0 | 0.048611 | m/v | 10 min | ICP-OES | MEASURED | mg/L | mg1L-1 | MilliGM-PER-L | http://qudt.org/vocab/unit/MilliGM-PER-L | US-EPA | EPA 300.0 Determination of Inorganic Anions by Ion Chromatography, Revision 2.1, August 1993. |  | OFFICIAL | VALID | 2024-11-13T12:00:00Z
SOIL | L_MODV2_SOIL_CL_010 | chloride | CL | Saturated paste | Soil saturated with DI water, subsequent extraction and retained for analysis, titration with Hg Thiocyanate | Saturated paste | m/m | 4 hrs | Titration | MEASURED | meq/L | meq1l-1 | Needs QUDT Discussion | Needs QUDT Discussion | USDA | US Salinity Staff, 1954. L.A Richards (ed.) Diagnosis and improvement of saline alkali soils. 160 p. USDA Handb. 60 US Govt. Print Office, Washington DC. |  | OFFICIAL | VALID | 2024-11-13T12:00:00Z
SOIL | L_MODV2_SOIL_CL_011 | chloride | CL | Saturated paste | Soil saturated with DI water, subsequent extraction and retained for analysis, titration with AgNO3 | Saturated paste | m/m | 4 hrs | Titration | MEASURED | meq/L | meq1l-1 | Needs QUDT Discussion | Needs QUDT Discussion | USDA | US Salinity Staff, 1954. L.A Richards (ed.) Diagnosis and improvement of saline alkali soils. 160 p. USDA Handb. 60 US Govt. Print Office, Washington DC. |  | OFFICIAL | VALID | 2024-11-13T12:00:00Z
SOIL | L_MODV2_SOIL_CL_012 | chloride | CL | Saturated paste | Soil saturated with DI water, subsequent extraction and retained for analysis | Saturated paste | m/m | 4 hrs | Chloridometer | MEASURED | meq/L | meq1l-1 | Needs QUDT Discussion | Needs QUDT Discussion | USDA | US Salinity Staff, 1954. L.A Richards (ed.) Diagnosis and improvement of saline alkali soils. 160 p. USDA Handb. 60 US Govt. Print Office, Washington DC. |  | OFFICIAL | VALID | 2024-11-13T12:00:00Z
SOIL | L_MODV2_SOIL_CL_013 | chloride | CL | Saturated paste | Soil saturated with DI water, subsequent extraction and retained for analysis | Saturated paste | m/m | 4 hrs | Spectrophotometric | MEASURED | mg/L | mg1L-1 | MilliGM-PER-L | http://qudt.org/vocab/unit/MilliGM-PER-L | USDA | US Salinity Staff, 1954. L.A Richards (ed.) Diagnosis and improvement of saline alkali soils. 160 p. USDA Handb. 60 US Govt. Print Office, Washington DC. |  | OFFICIAL | VALID | 2024-11-13T12:00:00Z
SOIL | L_MODV2_SOIL_CL_014 | chloride | CL | Saturated paste | Soil saturated with DI water, subsequent extraction and retained for analysis | Saturated paste | m/m | 4 hrs | ISE | MEASURED | meq/L | meq1l-1 | Needs QUDT Discussion | Needs QUDT Discussion | USDA | US Salinity Staff, 1954. L.A Richards (ed.) Diagnosis and improvement of saline alkali soils. 160 p. USDA Handb. 60 US Govt. Print Office, Washington DC. |  | OFFICIAL | VALID | 2024-11-13T12:00:00Z | 2026-04-03T12:00:00Z | 2026-04-03: Terminology and chemical naming standardization pass.
SOIL | L_MODV2_SOIL_CL_015 | chloride | CL | Saturated paste | Soil saturated with DI water, subsequent extraction and retained for analysis | Saturated paste | m/m | 4 hrs | Ion Chromatography | MEASURED | meq/L | meq1l-1 | Needs QUDT Discussion | Needs QUDT Discussion | USDA | US Salinity Staff, 1954. L.A Richards (ed.) Diagnosis and improvement of saline alkali soils. 160 p. USDA Handb. 60 US Govt. Print Office, Washington DC. |  | OFFICIAL | VALID | 2024-11-13T12:00:00Z
SOIL | L_MODV2_SOIL_CL_016 | chloride | CL | Slurry | DI water, subsequent extraction and retained for analysis, titration with Hg Thiocyanate | 0.045139 | m/m | 4 hrs | Titration | MEASURED | meq/L | meq1l-1 | Needs QUDT Discussion | Needs QUDT Discussion |  |  |  | EXPERIMENTAL | RETIRED | 2024-11-13T12:00:00Z
SOIL | L_MODV2_SOIL_CL_017 | chloride | CL | Slurry | DI water, subsequent extraction and retained for analysis, titration with AgNO3 | 0.045139 | m/m | 4 hrs | Titration | MEASURED | meq/L | meq1l-1 | Needs QUDT Discussion | Needs QUDT Discussion |  |  |  | EXPERIMENTAL | RETIRED | 2024-11-13T12:00:00Z
SOIL | L_MODV2_SOIL_CL_018 | chloride | CL |  | 1:5 | 1:5 | m/m |  |  | MEASURED | meq/L | meq1l-1 | Needs QUDT Discussion | Needs QUDT Discussion |  |  |  | EXPERIMENTAL | RETIRED | 2024-11-13T12:00:00Z | 2026-04-03T12:00:00Z | 2026-04-03: Fixed time-parsed value; Extraction Ratio and reagents restored to text "1:5"
SOIL | L_MODV2_SOIL_CL_019 | chloride | CL |  | 1:5 | 1:5 | m/m |  | Chloridometer | MEASURED | meq/L | meq1l-1 | Needs QUDT Discussion | Needs QUDT Discussion |  |  |  | EXPERIMENTAL | RETIRED | 2024-11-13T12:00:00Z | 2026-04-03T12:00:00Z | 2026-04-03: Fixed time-parsed value; Extraction Ratio and reagents restored to text "1:5"
SOIL | L_MODV2_SOIL_CL_020 | chloride | CL |  | 1:5 | 1:5 | m/v |  | Spectrophotometric | MEASURED | meq/L | meq1l-1 | Needs QUDT Discussion | Needs QUDT Discussion |  |  |  | EXPERIMENTAL | RETIRED | 2024-11-13T12:00:00Z | 2026-04-03T12:00:00Z | 2026-04-03: Fixed time-parsed value; Extraction Ratio and reagents restored to text "1:5"
SOIL | L_MODV2_SOIL_CL_021 | chloride | CL | Slurry | Deionized Water | 0.042361 | m/v |  | Spectrophotometric | MEASURED | % | prcnt | PERCENT | http://qudt.org/vocab/unit/PERCENT |  |  |  | EXPERIMENTAL | CANDIDATE | 2026-04-02T12:00:00Z
SOIL | L_MODV2_SOIL_CR_001 | chromium | CR | Aqua Regia | Aqua Regia (HCl:HNO3, 3:1) | 0.048611 | m/v | 20 min | ICP-OES, ICP-MS | MEASURED | mg/kg | mg1kg-1 | MilliGM-PER-KiloGM | http://qudt.org/vocab/unit/MilliGM-PER-KiloGM | ISO | ISO standard 11466 or EPA 3051A |  | PROVISIONAL | SUPERSEDED | 2024-11-13T12:00:00Z | 2026-04-03T12:00:00Z | Mass-per-mass/ppm harmonization to percent; was mg/kg; Reagent abbreviation: "Aqua Regia (3:1 mixture of hydrochloric " → "Aqua Regia (HCl:HNO3, 3:1)" ¦ 2026-04-03: Terminology harmonization — cross-matrix consistency pass.
SOIL | L_MODV2_SOIL_CR_002 | chromium | CR | EPA 3050A/B | EPA 3050A/B Digestion (HNO3, HCl), EPA 6010B (ICP-OES) | 0.052083 | m/v | Heat to 95C, reflux for 15 minutes, cool, then add 5 mL HNO3 and reflux for 30 minutes. Repeat last step as required. | ICP-OES | MEASURED | mg/kg | mg1kg-1 | MilliGM-PER-KiloGM | http://qudt.org/vocab/unit/MilliGM-PER-KiloGM | US-EPA | U.S. EPA. 1996. “Method 3050B: Acid Digestion of Sediments, Sludges, and Soils,” Revision 2. Washington, DC. / EPA Method 3050B (SW-846): Acid Digestion of Sediments, Sludges, and Soils, 1996. |  | OFFICIAL | SUPERSEDED | 2024-11-13T12:00:00Z | 2026-04-03T12:00:00Z | Mass-per-mass/ppm harmonization to percent; was mg/kg; Reagent abbreviation: "EPA 3050A/B Digestion (Nitric Acid, Hydr" → "EPA 3050A/B Digestion (HNO3, HCl), EPA 6" ¦ 2026-04-03: Final audit fixes applied | Extraction ratio may vary
SOIL | L_MODV2_SOIL_CR_003 | chromium | CR | EPA 3051A/B | EPA 3051A/B Microwave Digestion (HNO3, HCl), EPA 6010B (ICP-OES) | 0.048611 |  |  |  | MEASURED | mg/kg | mg1kg-1 | MilliGM-PER-KiloGM | http://qudt.org/vocab/unit/MilliGM-PER-KiloGM | US-EPA |  |  | OFFICIAL | SUPERSEDED | 2024-11-13T12:00:00Z | 2026-04-02T12:00:00Z | Mass-per-mass/ppm harmonization to percent; was mg/kg; Reagent abbreviation: "EPA 3051A/B Microwave Digestion (Nitric " → "EPA 3051A/B Microwave Digestion (HNO3, H"
SOIL | L_MODV2_SOIL_CR_004 | chromium | CR | EPA 3052 | EPA 3052 Microwave Digestion (HNO3, HF), EPA 6010B (ICP-OES) | 0.048611 |  |  |  | MEASURED | mg/kg | mg1kg-1 | MilliGM-PER-KiloGM | http://qudt.org/vocab/unit/MilliGM-PER-KiloGM | US-EPA |  |  | OFFICIAL | SUPERSEDED | 2024-11-13T12:00:00Z | 2026-04-02T12:00:00Z | Mass-per-mass/ppm harmonization to percent; was mg/kg; Reagent abbreviation: "EPA 3052 MIcrowave Digestion (Nitric Aci" → "EPA 3052 Microwave Digestion (HNO3, HF),"
SOIL | L_MODV2_SOIL_CR_005 | chromium | CR |  | EPA 3050 Digestion Acid Recoverable |  |  |  | ICP-OES | MEASURED | mg/kg | mg1kg-1 | MilliGM-PER-KiloGM | http://qudt.org/vocab/unit/MilliGM-PER-KiloGM |  |  |  | EXPERIMENTAL | RETIRED | 2024-11-13T12:00:00Z | 2026-04-02T12:00:00Z | Analyte Measurement Method clarified: ICP → ICP-OES
SOIL | L_MODV2_SOIL_CR_006 | chromium | CR | Mehlich 3 | Mehlich 3 (0.2 N CH3COOH + 0.25 N NH4NO3 + 0.013 N HNO3 + 0.015 N NH4F + 0.001 M EDTA) | 0.048611 | m/v | 5 min | ICP-OES, AAS | MEASURED | mg/kg | mg1kg-1 | MilliGM-PER-KiloGM | http://qudt.org/vocab/unit/MilliGM-PER-KiloGM |  |  |  | PROVISIONAL | SUPERSEDED | 2024-11-13T12:00:00Z | 2026-04-03T12:00:00Z | Mass-per-mass/ppm harmonization to percent; was mg/kg ¦ 2026-04-03: Terminology harmonization — cross-matrix consistency pass. ¦ 2026-04-03: Terminology and chemical naming standardization pass.
SOIL | L_MODV2_SOIL_CR_007 | chromium | CR | Aqua Regia | Aqua Regia (HCl:HNO3, 3:1) | 0.048611 | m/v | 20 min | ICP-OES, ICP-MS | MEASURED | % | prcnt | PERCENT | http://qudt.org/vocab/unit/PERCENT | ISO | ISO standard 11466 or EPA 3051A |  | PROVISIONAL | CANDIDATE | 2026-04-02T12:00:00Z
SOIL | L_MODV2_SOIL_CR_008 | chromium | CR | EPA 3050A/B | EPA 3050A/B Digestion (HNO3, HCl), EPA 6010B (ICP-OES) | 0.052083 | m/v | Heat to 95C, reflux for 15 minutes, cool, then add 5 mL HNO3 and reflux for 30 minutes. Repeat last step as required. | ICP-OES | MEASURED | % | prcnt | PERCENT | http://qudt.org/vocab/unit/PERCENT | US-EPA | U.S. EPA. 1996. “Method 3050B: Acid Digestion of Sediments, Sludges, and Soils,” Revision 2. Washington, DC. / EPA Method 3050B (SW-846): Acid Digestion of Sediments, Sludges, and Soils, 1996. |  | OFFICIAL | CANDIDATE | 2026-04-02T12:00:00Z |  |  | Extraction ratio may vary
SOIL | L_MODV2_SOIL_CR_009 | chromium | CR | EPA 3051A/B | EPA 3051A/B Microwave Digestion (HNO3, HCl), EPA 6010B (ICP-OES) | 0.048611 |  |  |  | MEASURED | % | prcnt | PERCENT | http://qudt.org/vocab/unit/PERCENT | US-EPA |  |  | OFFICIAL | CANDIDATE | 2026-04-02T12:00:00Z
SOIL | L_MODV2_SOIL_CR_010 | chromium | CR | EPA 3052 | EPA 3052 Microwave Digestion (HNO3, HF), EPA 6010B (ICP-OES) | 0.048611 |  |  |  | MEASURED | % | prcnt | PERCENT | http://qudt.org/vocab/unit/PERCENT | US-EPA |  |  | OFFICIAL | CANDIDATE | 2026-04-02T12:00:00Z
SOIL | L_MODV2_SOIL_CR_011 | chromium | CR | Mehlich 3 | Mehlich 3 (0.2 N CH3COOH + 0.25 N NH4NO3 + 0.013 N HNO3 + 0.015 N NH4F + 0.001 M EDTA) | 0.048611 | m/v | 5 min | ICP-OES, AAS | MEASURED | % | prcnt | PERCENT | http://qudt.org/vocab/unit/PERCENT |  |  |  | PROVISIONAL | CANDIDATE | 2026-04-02T12:00:00Z
SOIL | L_MODV2_SOIL_CLAY_001 | clay | CLAY | Sodium Hexametaphosphate Solution / Electrical Mixer | Dispersion / Sieve / Weigh | 0.055556 | m/m |  | Gravimetric | CALCULATION | % | prcnt | PERCENT | http://qudt.org/vocab/unit/PERCENT | SSSA | Methods of Soil Analysis: Part 4 Physical Methods, 5.4. Gee and Or, 2002. Chapter 2.4. Particle-Size Analysis, pages 265-269. |  | OFFICIAL | VALID | 2024-11-13T12:00:00Z | 2026-04-03T12:00:00Z | 2026-04-03: Final audit fixes applied | USDA < 0.02 mm; Extraction ratio may vary
SOIL | L_MODV2_SOIL_CLAY_002 | clay | CLAY | Sodium Hexametaphosphate Solution / Electrical Mixer | Dispersion / Laser Diffraction | 0.055556 | m/m | 5 min | Diffraction | MEASURED | % | prcnt | PERCENT | http://qudt.org/vocab/unit/PERCENT | SSSA | Methods of Soil Analysis: Part 4 Physical Methods, 5.4. Gee and Or, 2002. Chapter 2.4. Particle-Size Analysis, pages 286-288. |  | PROVISIONAL | VALID | 2024-11-13T12:00:00Z | 2026-04-03T12:00:00Z | 2026-04-03: Final audit fixes applied | USDA < 0.02 mm; Extraction ratio may vary
SOIL | L_MODV2_SOIL_CLAY_003 | clay | CLAY | Sodium Hexametaphosphate Solution / Electrical Mixer | Dispersion / Sedimentation / Hydrometer | 0.055556 | m/m | Varies | Hydrometer | MEASURED | % | prcnt | PERCENT | http://qudt.org/vocab/unit/PERCENT | SSSA | Methods of Soil Analysis: Part 4 Physical Methods, 5.4. Gee and Or, 2002. Chapter 2.4. Particle-Size Analysis, pages 278-283. |  | OFFICIAL | VALID | 2024-11-13T12:00:00Z | 2026-04-03T12:00:00Z | 2026-04-03: Final audit fixes applied | USDA < 0.02 mm; Extraction ratio may vary
SOIL | L_MODV2_SOIL_CLAY_004 | clay | CLAY | Sodium Hexametaphosphate Solution / Electrical Mixer | Dispersion / Sedimentation / Pipette / Weigh | 0.055556 | m/m | 5 min | Gravimetric | MEASURED | % | prcnt | PERCENT | http://qudt.org/vocab/unit/PERCENT | SSSA | Methods of Soil Analysis: Part 4 Physical Methods, 5.4. Gee and Or, 2002. Chapter 2.4. Particle-Size Analysis, pages 272-278. |  | OFFICIAL | VALID | 2024-11-13T12:00:00Z | 2026-04-03T12:00:00Z | 2026-04-03: Final audit fixes applied | USDA < 0.02 mm; Extraction ratio may vary
SOIL | L_MODV2_SOIL_CO2RESP_001 | CO2 respiration | CO2RESP | Respiration | Solvita 24 Respiration |  |  | 24 hrs | Spectrophotometric | CALCULATION | mg/kg | mg1kg-1 | MilliGM-PER-KiloGM | http://qudt.org/vocab/unit/MilliGM-PER-KiloGM |  | Woods End Laboratories, Mt. Vernon, ME. |  | PROVISIONAL | SUPERSEDED | 2024-11-13T12:00:00Z
SOIL | L_MODV2_SOIL_CO2RESP_002 | CO2 respiration | CO2RESP | Short Term Carbon Mineralization | KOH |  |  | 4 days | Electrical Conductivity | MEASURED | mg/kg | mg1kg-1 | MilliGM-PER-KiloGM | http://qudt.org/vocab/unit/MilliGM-PER-KiloGM | USDA | https://directives.sc.egov.usda.gov/OpenNonWebContent.aspx?content=44475.wba page 9 |  | PROVISIONAL | SUPERSEDED | 2024-11-13T12:00:00Z | 2026-04-03T12:00:00Z | 2026-04-03: Final audit fixes applied
SOIL | L_MODV2_SOIL_CO2RESP_003 | CO2 respiration | CO2RESP | Short Term Carbon Mineralization | NaOH |  |  | 4 days | Electrical Conductivity | MEASURED | mg/kg | mg1kg-1 | MilliGM-PER-KiloGM | http://qudt.org/vocab/unit/MilliGM-PER-KiloGM | USDA | https://directives.sc.egov.usda.gov/OpenNonWebContent.aspx?content=44475.wba |  | PROVISIONAL | SUPERSEDED | 2024-11-13T12:00:00Z | 2026-04-03T12:00:00Z | 2026-04-03: Final audit fixes applied
SOIL | L_MODV2_SOIL_CO_001 | cobalt | CO | Aqua Regia | Aqua Regia (HCl:HNO3, 3:1) | 0.048611 | m/v | 20 min | ICP-OES, ICP-MS | MEASURED | mg/kg | mg1kg-1 | MilliGM-PER-KiloGM | http://qudt.org/vocab/unit/MilliGM-PER-KiloGM | ISO | ISO standard 11466 or EPA 3051A |  | PROVISIONAL | SUPERSEDED | 2024-11-13T12:00:00Z | 2026-04-03T12:00:00Z | Mass-per-mass/ppm harmonization to percent; was mg/kg; Reagent abbreviation: "Aqua Regia (3:1 mixture of hydrochloric " → "Aqua Regia (HCl:HNO3, 3:1)" ¦ 2026-04-03: Terminology harmonization — cross-matrix consistency pass.
SOIL | L_MODV2_SOIL_CO_002 | cobalt | CO | Calcium Chloride | 0.01 M CaCl2 | 0.048611 | m/v | 120 min | ICP-MS | MEASURED | mg/kg | mg1kg-1 | MilliGM-PER-KiloGM | http://qudt.org/vocab/unit/MilliGM-PER-KiloGM | WEPAL | Houba, V.J.G.; Novozamsky, I.; Lexmond, T.M.; Van der Lee, J.J., 2008. Applicability of 0.01 M CaCl2 as a single extraction solution for the assessment of the nutrient status of soils and other diagnostic purposes. Communications in Soil Science and Plant Analysis, Volume 21, 1990 - Issue 19-20. |  | OFFICIAL | SUPERSEDED | 2024-11-13T12:00:00Z | 2026-04-02T12:00:00Z | Mass-per-mass/ppm harmonization to percent; was mg/kg
SOIL | L_MODV2_SOIL_CO_003 | cobalt | CO | DTPA |  |  |  |  | ICP-OES | MEASURED | mg/kg | mg1kg-1 | MilliGM-PER-KiloGM | http://qudt.org/vocab/unit/MilliGM-PER-KiloGM |  |  |  | EXPERIMENTAL | RETIRED | 2024-11-13T12:00:00Z | 2026-04-02T12:00:00Z | Analyte Measurement Method clarified: ICP → ICP-OES
SOIL | L_MODV2_SOIL_CO_004 | cobalt | CO | EPA 200.7 | [5 empty] | MEASURED | mg/L | mg1L-1 | MilliGM-PER-L | http://qudt.org/vocab/unit/MilliGM-PER-L |  |  |  | EXPERIMENTAL | RETIRED | 2024-11-13T12:00:00Z
SOIL | L_MODV2_SOIL_CO_005 | cobalt | CO | EPA 3050 | EPA 3050 Digestion (HNO3, H2O2), EPA 6010B (ICP-OES) | 0.052083 | m/v | Heat to 95C, reflux for 15 minutes, cool, then add 5 mL HNO3 and reflux for 30 minutes. Repeat last step as required. | ICP-OES | MEASURED | mg/kg | mg1kg-1 | MilliGM-PER-KiloGM | http://qudt.org/vocab/unit/MilliGM-PER-KiloGM | US-EPA | U.S. EPA. 1996. “Method 3050B: Acid Digestion of Sediments, Sludges, and Soils,” Revision 2. Washington, DC. / EPA Method 3050B (SW-846): Acid Digestion of Sediments, Sludges, and Soils, 1996. |  | OFFICIAL | SUPERSEDED | 2024-11-13T12:00:00Z | 2026-04-03T12:00:00Z | Mass-per-mass/ppm harmonization to percent; was mg/kg; Reagent abbreviation: "EPA 3050 Digestion (Nitric Acid, Hydroge" → "EPA 3050 Digestion (HNO3, H2O2), EPA 601" ¦ 2026-04-03: Final audit fixes applied | Extraction ratio may vary
SOIL | L_MODV2_SOIL_CO_006 | cobalt | CO | Mehlich 3 |  |  |  |  | ICP-OES | MEASURED | mg/kg | mg1kg-1 | MilliGM-PER-KiloGM | http://qudt.org/vocab/unit/MilliGM-PER-KiloGM |  |  |  | EXPERIMENTAL | RETIRED | 2024-11-13T12:00:00Z | 2026-04-02T12:00:00Z | Analyte Measurement Method clarified: ICP → ICP-OES
SOIL | L_MODV2_SOIL_CO_007 | cobalt | CO | EPA 3050A/B | EPA 3050A/B Digestion (HNO3, HCl), EPA 6010B (ICP-OES) | 0.052083 | m/v | Heat to 95C, reflux for 15 minutes, cool, then add 5 mL HNO3 and reflux for 30 minutes. Repeat last step as required. | ICP-OES | MEASURED | mg/kg | mg1kg-1 | MilliGM-PER-KiloGM | http://qudt.org/vocab/unit/MilliGM-PER-KiloGM | US-EPA | U.S. EPA. 1996. “Method 3050B: Acid Digestion of Sediments, Sludges, and Soils,” Revision 2. Washington, DC. / EPA Method 3050B (SW-846): Acid Digestion of Sediments, Sludges, and Soils, 1996. |  | OFFICIAL | SUPERSEDED | 2024-11-13T12:00:00Z | 2026-04-03T12:00:00Z | Mass-per-mass/ppm harmonization to percent; was mg/kg; Reagent abbreviation: "EPA 3050A/B Digestion (Nitric Acid, Hydr" → "EPA 3050A/B Digestion (HNO3, HCl), EPA 6" ¦ 2026-04-03: Final audit fixes applied | Extraction ratio may vary
SOIL | L_MODV2_SOIL_CO_008 | cobalt | CO | EPA 3051A/B | EPA 3051A/B Microwave Digestion (HNO3, HCl), EPA 6010B (ICP-OES) | 0.048611 |  |  |  | MEASURED | mg/kg | mg1kg-1 | MilliGM-PER-KiloGM | http://qudt.org/vocab/unit/MilliGM-PER-KiloGM | US-EPA | U.S. EPA. 1996. “Method 3050B: Acid Digestion of Sediments, Sludges, and Soils,” Revision 2. Washington, DC. / EPA Method 3050B (SW-846): Acid Digestion of Sediments, Sludges, and Soils, 1996. |  | OFFICIAL | SUPERSEDED | 2024-11-13T12:00:00Z | 2026-04-02T12:00:00Z | Mass-per-mass/ppm harmonization to percent; was mg/kg; Reagent abbreviation: "EPA 3051A/B Microwave Digestion (Nitric " → "EPA 3051A/B Microwave Digestion (HNO3, H"
SOIL | L_MODV2_SOIL_CO_009 | cobalt | CO | EPA 3052 | EPA 3052 Microwave Digestion (HNO3, HF), EPA 6010B (ICP-OES) | 0.048611 |  |  |  | MEASURED | mg/kg | mg1kg-1 | MilliGM-PER-KiloGM | http://qudt.org/vocab/unit/MilliGM-PER-KiloGM | US-EPA | U.S. EPA. 1996. “Method 3050B: Acid Digestion of Sediments, Sludges, and Soils,” Revision 2. Washington, DC. / EPA Method 3050B (SW-846): Acid Digestion of Sediments, Sludges, and Soils, 1996. |  | OFFICIAL | SUPERSEDED | 2024-11-13T12:00:00Z | 2026-04-02T12:00:00Z | Mass-per-mass/ppm harmonization to percent; was mg/kg; Reagent abbreviation: "EPA 3052 MIcrowave Digestion (Nitric Aci" → "EPA 3052 Microwave Digestion (HNO3, HF),"
SOIL | L_MODV2_SOIL_CO_010 | cobalt | CO | Aqua Regia | Aqua Regia (HCl:HNO3, 3:1) | 0.048611 | m/v | 20 min | ICP-OES, ICP-MS | MEASURED | % | prcnt | PERCENT | http://qudt.org/vocab/unit/PERCENT | ISO | ISO standard 11466 or EPA 3051A |  | PROVISIONAL | CANDIDATE | 2026-04-02T12:00:00Z
SOIL | L_MODV2_SOIL_CO_011 | cobalt | CO | Calcium Chloride | 0.01 M CaCl2 | 0.048611 | m/v | 120 min | ICP-MS | MEASURED | % | prcnt | PERCENT | http://qudt.org/vocab/unit/PERCENT | WEPAL | Houba, V.J.G.; Novozamsky, I.; Lexmond, T.M.; Van der Lee, J.J., 2008. Applicability of 0.01 M CaCl2 as a single extraction solution for the assessment of the nutrient status of soils and other diagnostic purposes. Communications in Soil Science and Plant Analysis, Volume 21, 1990 - Issue 19-20. |  | OFFICIAL | CANDIDATE | 2026-04-02T12:00:00Z
SOIL | L_MODV2_SOIL_CO_012 | cobalt | CO | EPA 3050 | EPA 3050 Digestion (HNO3, H2O2), EPA 6010B (ICP-OES) | 0.052083 | m/v | Heat to 95C, reflux for 15 minutes, cool, then add 5 mL HNO3 and reflux for 30 minutes. Repeat last step as required. | ICP-OES | MEASURED | % | prcnt | PERCENT | http://qudt.org/vocab/unit/PERCENT | US-EPA | U.S. EPA. 1996. “Method 3050B: Acid Digestion of Sediments, Sludges, and Soils,” Revision 2. Washington, DC. / EPA Method 3050B (SW-846): Acid Digestion of Sediments, Sludges, and Soils, 1996. |  | OFFICIAL | CANDIDATE | 2026-04-02T12:00:00Z |  |  | Extraction ratio may vary
SOIL | L_MODV2_SOIL_CO_013 | cobalt | CO | EPA 3050A/B | EPA 3050A/B Digestion (HNO3, HCl), EPA 6010B (ICP-OES) | 0.052083 | m/v | Heat to 95C, reflux for 15 minutes, cool, then add 5 mL HNO3 and reflux for 30 minutes. Repeat last step as required. | ICP-OES | MEASURED | % | prcnt | PERCENT | http://qudt.org/vocab/unit/PERCENT | US-EPA | U.S. EPA. 1996. “Method 3050B: Acid Digestion of Sediments, Sludges, and Soils,” Revision 2. Washington, DC. / EPA Method 3050B (SW-846): Acid Digestion of Sediments, Sludges, and Soils, 1996. |  | OFFICIAL | CANDIDATE | 2026-04-02T12:00:00Z |  |  | Extraction ratio may vary
SOIL | L_MODV2_SOIL_CO_014 | cobalt | CO | EPA 3051A/B | EPA 3051A/B Microwave Digestion (HNO3, HCl), EPA 6010B (ICP-OES) | 0.048611 |  |  |  | MEASURED | % | prcnt | PERCENT | http://qudt.org/vocab/unit/PERCENT | US-EPA | U.S. EPA. 1996. “Method 3050B: Acid Digestion of Sediments, Sludges, and Soils,” Revision 2. Washington, DC. / EPA Method 3050B (SW-846): Acid Digestion of Sediments, Sludges, and Soils, 1996. |  | OFFICIAL | CANDIDATE | 2026-04-02T12:00:00Z
SOIL | L_MODV2_SOIL_CO_015 | cobalt | CO | EPA 3052 | EPA 3052 Microwave Digestion (HNO3, HF), EPA 6010B (ICP-OES) | 0.048611 |  |  |  | MEASURED | % | prcnt | PERCENT | http://qudt.org/vocab/unit/PERCENT | US-EPA | U.S. EPA. 1996. “Method 3050B: Acid Digestion of Sediments, Sludges, and Soils,” Revision 2. Washington, DC. / EPA Method 3050B (SW-846): Acid Digestion of Sediments, Sludges, and Soils, 1996. |  | OFFICIAL | CANDIDATE | 2026-04-02T12:00:00Z
SOIL | L_MODV2_SOIL_COLOR_001 | color | COLOR | Munsell Color Chart |  |  |  |  | Observation | OBSERVED |  | none | UNITLESS | Needs QUDT Discussion |  |  |  | EXPERIMENTAL | RETIRED | 2024-11-13T12:00:00Z
SOIL | L_MODV2_SOIL_CU_001 | copper | CU | Calcium Chloride | 0.01 M CaCl2 | 0.048611 | m/v | 120 min | ICP-MS | MEASURED | mg/kg | mg1kg-1 | MilliGM-PER-KiloGM | http://qudt.org/vocab/unit/MilliGM-PER-KiloGM | WEPAL | Houba, V.J.G.; Novozamsky, I.; Lexmond, T.M.; Van der Lee, J.J., 2008. Applicability of 0.01 M CaCl2 as a single extraction solution for the assessment of the nutrient status of soils and other diagnostic purposes. Communications in Soil Science and Plant Analysis, Volume 21, 1990 - Issue 19-20. |  | OFFICIAL | SUPERSEDED | 2024-11-13T12:00:00Z | 2026-04-02T12:00:00Z | Mass-per-mass/ppm harmonization to percent; was mg/kg
SOIL | L_MODV2_SOIL_CU_002 | copper | CU | DTPA | DTPA (0.005 M DTPA, 0.01 M CaCl2 and 0.10 M Triethanolamine adjusted to pH 7.3) | 0.043056 | m/v | 120 min | ICP-OES, AAS | MEASURED | mg/kg | mg1kg-1 | MilliGM-PER-KiloGM | http://qudt.org/vocab/unit/MilliGM-PER-KiloGM | WERA-103, SERA 6 | Soil, Plant and Water Reference Methods for the Western Region, 4th Edition, 2013, WERA-103. Method S-6.10 |  | OFFICIAL | SUPERSEDED | 2024-11-13T12:00:00Z | 2026-04-03T12:00:00Z | Mass-per-mass/ppm harmonization to percent; was mg/kg ¦ 2026-04-03: Terminology harmonization — cross-matrix consistency pass.
SOIL | L_MODV2_SOIL_CU_003 | copper | CU | DTPA-Sorbitol | DTPA-Sorbitol (0.005 M DTPA, 0.01 M CaCl2 and 0.10 M Triethanolamine and 0.20 M of Sorbitol, adjusted to pH 7.3 and .) | 0.043056 | m/v | 120 min | ICP-OES | MEASURED | mg/kg | mg1kg-1 | MilliGM-PER-KiloGM | http://qudt.org/vocab/unit/MilliGM-PER-KiloGM | WERA-103, SERA 6 | Soil, Plant and Water Reference Methods for the Western Region, 4th Edition, 2013, WERA-103. Method S-6.12 |  | OFFICIAL | SUPERSEDED | 2024-11-13T12:00:00Z | 2026-04-03T12:00:00Z | Mass-per-mass/ppm harmonization to percent; was mg/kg ¦ 2026-04-03: Terminology and chemical naming standardization pass.
SOIL | L_MODV2_SOIL_CU_004 | copper | CU | EDTA | EDTA (0.04 M EDTA) | 0.00072338 | m/v | 120 min | AAS | MEASURED | mg/kg | mg1kg-1 | MilliGM-PER-KiloGM | http://qudt.org/vocab/unit/MilliGM-PER-KiloGM | NZJAR | R. G. McLaren , R. S. Swift & B. F. Quin (1984) EDTA-extractable copper, zinc, and manganese in soils of the Canterbury Plains, New Zealand Journal of Agricultural Research |  | PROVISIONAL | SUPERSEDED | 2024-11-13T12:00:00Z | 2026-04-02T12:00:00Z | Mass-per-mass/ppm harmonization to percent; was mg/kg
SOIL | L_MODV2_SOIL_CU_005 | copper | CU | EPA 3050A/B | EPA 3050A/B Digestion (HNO3, HCl), EPA 6010B (ICP-OES) | 0.052083 | m/v | Heat to 95C, reflux for 15 minutes, cool, then add 5 mL HNO3 and reflux for 30 minutes. Repeat last step as required. | ICP-OES | MEASURED | mg/kg | mg1kg-1 | MilliGM-PER-KiloGM | http://qudt.org/vocab/unit/MilliGM-PER-KiloGM | US-EPA | U.S. EPA. 1996. “Method 3050B: Acid Digestion of Sediments, Sludges, and Soils,” Revision 2. Washington, DC. / EPA Method 3050B (SW-846): Acid Digestion of Sediments, Sludges, and Soils, 1996. |  | OFFICIAL | SUPERSEDED | 2024-11-13T12:00:00Z | 2026-04-03T12:00:00Z | Mass-per-mass/ppm harmonization to percent; was mg/kg; Reagent abbreviation: "EPA 3050A/B Digestion (Nitric Acid, Hydr" → "EPA 3050A/B Digestion (HNO3, HCl), EPA 6" ¦ 2026-04-03: Final audit fixes applied | Extraction ratio may vary
SOIL | L_MODV2_SOIL_CU_006 | copper | CU | EPA 3051A/B | EPA 3051A/B Microwave Digestion (HNO3, HCl), EPA 6010B (ICP-OES) | 0.048611 |  |  |  | MEASURED | mg/kg | mg1kg-1 | MilliGM-PER-KiloGM | http://qudt.org/vocab/unit/MilliGM-PER-KiloGM | US-EPA |  |  | OFFICIAL | SUPERSEDED | 2024-11-13T12:00:00Z | 2026-04-02T12:00:00Z | Mass-per-mass/ppm harmonization to percent; was mg/kg; Reagent abbreviation: "EPA 3051A/B Microwave Digestion (Nitric " → "EPA 3051A/B Microwave Digestion (HNO3, H"
SOIL | L_MODV2_SOIL_CU_007 | copper | CU | EPA 3052 | EPA 3052 Microwave Digestion (HNO3, HF), EPA 6010B (ICP-OES) | 0.048611 |  |  |  | MEASURED | mg/kg | mg1kg-1 | MilliGM-PER-KiloGM | http://qudt.org/vocab/unit/MilliGM-PER-KiloGM | US-EPA |  |  | OFFICIAL | SUPERSEDED | 2024-11-13T12:00:00Z | 2026-04-02T12:00:00Z | Mass-per-mass/ppm harmonization to percent; was mg/kg; Reagent abbreviation: "EPA 3052 MIcrowave Digestion (Nitric Aci" → "EPA 3052 Microwave Digestion (HNO3, HF),"
SOIL | L_MODV2_SOIL_CU_008 | copper | CU | EPA 6010B | [5 empty] | MEASURED | mg/kg | mg1kg-1 | MilliGM-PER-KiloGM | http://qudt.org/vocab/unit/MilliGM-PER-KiloGM |  |  |  | EXPERIMENTAL | RETIRED | 2024-11-13T12:00:00Z
SOIL | L_MODV2_SOIL_CU_009 | copper | CU | H3A-1 | H3A-1 Extractant (H3A-1 0.0024 M citric acid + 0.004 M oxalic acid + 0.004 M malic acid at pH 3.75 ) | 0.048611 | m/v | 10 min | ICP-OES | MEASURED | mg/kg | mg1kg-1 | MilliGM-PER-KiloGM | http://qudt.org/vocab/unit/MilliGM-PER-KiloGM |  | Haney, R. L., et al. "Modifications to the new soil extractant H3A-1: A multinutrient extractant." Communications in soil science and plant analysis 41.12 (2010): 1513-1523. |  | EXPERIMENTAL | SUPERSEDED | 2024-11-13T12:00:00Z | 2026-04-02T12:00:00Z | Mass-per-mass/ppm harmonization to percent; was mg/kg
SOIL | L_MODV2_SOIL_CU_010 | copper | CU | Hydrochloric Acid | 0.1 M HCl | 0.044444 | m/v | 30 min | ICP-OES, AAS | MEASURED | mg/kg | mg1kg-1 | MilliGM-PER-KiloGM | http://qudt.org/vocab/unit/MilliGM-PER-KiloGM | NCERA-13, NECC-1812 | North Central Regional Research Publication No. 221 (Revised 2015), Chapter 9, pp 9.2-9.3 |  | OFFICIAL | SUPERSEDED | 2024-11-13T12:00:00Z | 2026-04-03T12:00:00Z | Mass-per-mass/ppm harmonization to percent; was mg/kg ¦ 2026-04-03: Terminology harmonization — cross-matrix consistency pass. ¦ 2026-04-03: Terminology and chemical naming standardization pass.
SOIL | L_MODV2_SOIL_CU_011 | copper | CU | Ion Exchange Resin | Resin Extraction - Unibest (0.5 M HCl) | Saturated paste | in situ capsule | 4 days, 1 hour acid leaching | ICP-OES | MEASURED | mg/kg | mg1kg-1 | MilliGM-PER-KiloGM | http://qudt.org/vocab/unit/MilliGM-PER-KiloGM | UniBest, Inc | https://www.unibestinc.com/about |  | PROPRIETARY | SUPERSEDED | 2024-11-13T12:00:00Z | 2026-04-02T12:00:00Z | Mass-per-mass/ppm harmonization to percent; was mg/kg
SOIL | L_MODV2_SOIL_CU_012 | copper | CU | Mehlich 1 | Mehlich 1 (0.05 M HCl + 0.0125 M H2SO4) | 0.045139 | m/v | 5 min | ICP-OES, AAS | MEASURED | mg/kg | mg1kg-1 | MilliGM-PER-KiloGM | http://qudt.org/vocab/unit/MilliGM-PER-KiloGM | SERA-6 | Soil Test Methods From the Southeastern United States, SERA-IEG-6, 2014, Chapter 4.2 |  | OFFICIAL | SUPERSEDED | 2024-11-13T12:00:00Z | 2026-04-03T12:00:00Z | Mass-per-mass/ppm harmonization to percent; was mg/kg ¦ 2026-04-03: Terminology harmonization — cross-matrix consistency pass.
SOIL | L_MODV2_SOIL_CU_013 | copper | CU | Mehlich 2 | Mehlich 2 (0.2 N CH3COOH + 0.015 N NH4F + 0.2 N NH4Cl + 0.012 N HCl) | 0.048611 | m/v | 5 min | ICP-OES, AAS | MEASURED | mg/kg | mg1kg-1 | MilliGM-PER-KiloGM | http://qudt.org/vocab/unit/MilliGM-PER-KiloGM | NCSU | Mehlich A. 1978. New extractant for soil test evaluation of phosphorus, potassium, magnesium, calcium, sodium, manganese and zinc. Commun Soil Sci Plant Anal 9(6):477-92. |  | OFFICIAL | SUPERSEDED | 2024-11-13T12:00:00Z | 2026-04-03T12:00:00Z | Mass-per-mass/ppm harmonization to percent; was mg/kg ¦ 2026-04-03: Terminology harmonization — cross-matrix consistency pass. ¦ 2026-04-03: Terminology and chemical naming standardization pass.
SOIL | L_MODV2_SOIL_CU_014 | copper | CU | Mehlich 3 | Mehlich 3 (0.2 N CH3COOH + 0.25 N NH4NO3 + 0.013 N HNO3 + 0.015 N NH4F + 0.001 M EDTA) | 0.048611 | m/v | 5 min | ICP-OES, AAS | MEASURED | mg/kg | mg1kg-1 | MilliGM-PER-KiloGM | http://qudt.org/vocab/unit/MilliGM-PER-KiloGM | SERA-6, NCERA-13, NECC-1812 | Soil Test Methods From the Southeastern United States, SERA-IEG-6, 2014, Chapter 4.3 |  | OFFICIAL | SUPERSEDED | 2024-11-13T12:00:00Z | 2026-04-03T12:00:00Z | Mass-per-mass/ppm harmonization to percent; was mg/kg ¦ 2026-04-03: Terminology harmonization — cross-matrix consistency pass. ¦ 2026-04-03: Terminology and chemical naming standardization pass.
SOIL | L_MODV2_SOIL_CU_015 | copper | CU | Mehlich 3 | Mehlich 3 (0.2 N CH3COOH + 0.25 N NH4NO3 + 0.013 N HNO3 + 0.015 N NH4F + 0.001 M EDTA) | 0.048611 | v/v | 5 min | ICP-OES, AAS | MEASURED | mg/L | mg1L-1 | MilliGM-PER-L | http://qudt.org/vocab/unit/MilliGM-PER-L | SERA-6 | Soil Test Methods From the Southeastern United States, SERA-IEG-6, 2014, Chapter 4.3 |  | OFFICIAL | VALID | 2024-11-13T12:00:00Z | 2026-04-03T12:00:00Z | 2026-04-03: Terminology harmonization — cross-matrix consistency pass. ¦ 2026-04-03: Terminology and chemical naming standardization pass.
SOIL | L_MODV2_SOIL_CU_016 | copper | CU | Morgan | Morgan (0.72 N NaOAc + 0.52 N CH3COOH) | 0.045139 | v/v | 15 min | Spectrophotometric | MEASURED | mg/kg | mg1kg-1 | MilliGM-PER-KiloGM | http://qudt.org/vocab/unit/MilliGM-PER-KiloGM | NECC-1812 | Recommended Soil Testing Procedures for the Northeastern United States, NECC-1812 Publication No. 493, 3rd Edition, 2011, Chapter 5. |  | OFFICIAL | SUPERSEDED | 2024-11-13T12:00:00Z | 2026-04-02T12:00:00Z | Mass-per-mass/ppm harmonization to percent; was mg/kg
SOIL | L_MODV2_SOIL_CU_017 | copper | CU | Modified Morgan | Modified Morgan (0.62 N NH4OH + 1.25 N CH3COOH) | 0.048611 | m/v | 15 min | ICP-OES | MEASURED | mg/kg | mg1kg-1 | MilliGM-PER-KiloGM | http://qudt.org/vocab/unit/MilliGM-PER-KiloGM | NECC-1812 | Recommended Soil Testing Procedures for the Northeastern United States, NECC-1812 Publication No. 493, 3rd Edition, 2011, Chapter 5. |  | OFFICIAL | SUPERSEDED | 2024-11-13T12:00:00Z | 2026-04-02T12:00:00Z | Mass-per-mass/ppm harmonization to percent; was mg/kg
SOIL | L_MODV2_SOIL_CU_018 | copper | CU | Nitric Acid |  |  |  |  | ICP-OES | MEASURED | mg/kg | mg1kg-1 | MilliGM-PER-KiloGM | http://qudt.org/vocab/unit/MilliGM-PER-KiloGM |  |  |  | EXPERIMENTAL | RETIRED | 2024-11-13T12:00:00Z | 2026-04-02T12:00:00Z | Analyte Measurement Method clarified: ICP → ICP-OES
SOIL | L_MODV2_SOIL_CU_019 | copper | CU | Plant Root Simulator | Plant Root Simulator - PRS | Saturated paste | in situ probe | 180 min | ICP-OES | MEASURED | mg/m2 | mg1[m2]-1 | MilliGM-PER-M2 | http://qudt.org/vocab/unit/MilliGM-PER-M2 | Western Ag Innovations | 2013. Ion Supply Rates Using PRS® Probes, pp. 1149-152 in R. O. Miller, R Gavlak and D Horneck, eds. Soil, Plant and Water Reference Methods for the Western Region. WREP-125, 4th Edition. |  | PROPRIETARY | VALID | 2024-11-13T12:00:00Z
SOIL | L_MODV2_SOIL_CU_020 | copper | CU | Plant Root Simulator | Plant Root Simulator - PRS | Saturated paste | in situ probe | 24 hrs | ICP-OES | MEASURED | mg/m2 | mg1[m2]-1 | MilliGM-PER-M2 | http://qudt.org/vocab/unit/MilliGM-PER-M2 | Western Ag Innovations | 2013. Ion Supply Rates Using PRS® Probes, pp. 1149-152 in R. O. Miller, R Gavlak and D Horneck, eds. Soil, Plant and Water Reference Methods for the Western Region. WREP-125, 4th Edition. |  | PROPRIETARY | VALID | 2024-11-13T12:00:00Z
SOIL | L_MODV2_SOIL_CU_021 | copper | CU | Plant Root Simulator | Plant Root Simulator - PRS | Saturated paste | in situ probe | 24 hrs | ICP-OES | MEASURED | mg/m2 | mg1[m2]-1 | MilliGM-PER-M2 | http://qudt.org/vocab/unit/MilliGM-PER-M2 | Western Ag Innovations | 2013. Ion Supply Rates Using PRS® Probes, pp. 1149-152 in R. O. Miller, R Gavlak and D Horneck, eds. Soil, Plant and Water Reference Methods for the Western Region. WREP-125, 4th Edition. |  | PROPRIETARY | VALID | 2024-11-13T12:00:00Z
SOIL | L_MODV2_SOIL_CU_022 | copper | CU | Saturated paste | Soil saturated with DI water, subsequent extraction and retained for analysis | Saturated paste | m/m | 4 hrs | ICP-OES, AAS | MEASURED | mg/kg | mg1kg-1 | MilliGM-PER-KiloGM | http://qudt.org/vocab/unit/MilliGM-PER-KiloGM | USDA | US Salinity Staff, 1954. L.A Richards (ed.) Diagnosis and improvement of saline alkali soils. 160 p. USDA Handb. 60 US Govt. Print Office, Washington DC. |  | PROVISIONAL | SUPERSEDED | 2024-11-13T12:00:00Z | 2026-04-03T12:00:00Z | Mass-per-mass/ppm harmonization to percent; was mg/kg ¦ 2026-04-03: Terminology harmonization — cross-matrix consistency pass.
SOIL | L_MODV2_SOIL_CU_023 | copper | CU | Modified Morgan | Modified Morgan (0.62 N NH4OH + 1.25 N CH3COOH) | 0.048611 | m/v | 15 min | ICP-OES | MEASURED | mg/kg | mg1kg-1 | MilliGM-PER-KiloGM | http://qudt.org/vocab/unit/MilliGM-PER-KiloGM | NECC-1812 | Recommended Soil Testing Procedures for the Northeastern United States, NECC-1812 Publication No. 493, 3rd Edition, 2011, Chapter 5. |  | OFFICIAL | SUPERSEDED | 2024-11-13T12:00:00Z | 2026-04-02T12:00:00Z | Mass-per-mass/ppm harmonization to percent; was mg/kg
SOIL | L_MODV2_SOIL_CU_024 | copper | CU | Calcium Chloride | 0.01 M CaCl2 | 0.048611 | m/v | 120 min | ICP-MS | MEASURED | % | prcnt | PERCENT | http://qudt.org/vocab/unit/PERCENT | WEPAL | Houba, V.J.G.; Novozamsky, I.; Lexmond, T.M.; Van der Lee, J.J., 2008. Applicability of 0.01 M CaCl2 as a single extraction solution for the assessment of the nutrient status of soils and other diagnostic purposes. Communications in Soil Science and Plant Analysis, Volume 21, 1990 - Issue 19-20. |  | OFFICIAL | CANDIDATE | 2026-04-02T12:00:00Z
SOIL | L_MODV2_SOIL_CU_025 | copper | CU | DTPA | DTPA (0.005 M DTPA, 0.01 M CaCl2 and 0.10 M Triethanolamine adjusted to pH 7.3) | 0.043056 | m/v | 120 min | ICP-OES, AAS | MEASURED | % | prcnt | PERCENT | http://qudt.org/vocab/unit/PERCENT | WERA-103, SERA 6 | Soil, Plant and Water Reference Methods for the Western Region, 4th Edition, 2013, WERA-103. Method S-6.10 |  | OFFICIAL | CANDIDATE | 2026-04-02T12:00:00Z
SOIL | L_MODV2_SOIL_CU_026 | copper | CU | DTPA-Sorbitol | DTPA-Sorbitol (0.005 M DTPA, 0.01 M CaCl2 and 0.10 M Triethanolamine and 0.20 M of Sorbitol, adjusted to pH 7.3 and .) | 0.043056 | m/v | 120 min | ICP-OES | MEASURED | % | prcnt | PERCENT | http://qudt.org/vocab/unit/PERCENT | WERA-103, SERA 6 | Soil, Plant and Water Reference Methods for the Western Region, 4th Edition, 2013, WERA-103. Method S-6.12 |  | OFFICIAL | CANDIDATE | 2026-04-02T12:00:00Z
SOIL | L_MODV2_SOIL_CU_027 | copper | CU | EDTA | EDTA (0.04 M EDTA) | 0.00072338 | m/v | 120 min | AAS | MEASURED | % | prcnt | PERCENT | http://qudt.org/vocab/unit/PERCENT | NZJAR | R. G. McLaren , R. S. Swift & B. F. Quin (1984) EDTA-extractable copper, zinc, and manganese in soils of the Canterbury Plains, New Zealand Journal of Agricultural Research |  | PROVISIONAL | CANDIDATE | 2026-04-02T12:00:00Z
SOIL | L_MODV2_SOIL_CU_028 | copper | CU | EPA 3050A/B | EPA 3050A/B Digestion (HNO3, HCl), EPA 6010B (ICP-OES) | 0.052083 | m/v | Heat to 95C, reflux for 15 minutes, cool, then add 5 mL HNO3 and reflux for 30 minutes. Repeat last step as required. | ICP-OES | MEASURED | % | prcnt | PERCENT | http://qudt.org/vocab/unit/PERCENT | US-EPA | U.S. EPA. 1996. “Method 3050B: Acid Digestion of Sediments, Sludges, and Soils,” Revision 2. Washington, DC. / EPA Method 3050B (SW-846): Acid Digestion of Sediments, Sludges, and Soils, 1996. |  | OFFICIAL | CANDIDATE | 2026-04-02T12:00:00Z |  |  | Extraction ratio may vary
SOIL | L_MODV2_SOIL_CU_029 | copper | CU | EPA 3051A/B | EPA 3051A/B Microwave Digestion (HNO3, HCl), EPA 6010B (ICP-OES) | 0.048611 |  |  |  | MEASURED | % | prcnt | PERCENT | http://qudt.org/vocab/unit/PERCENT | US-EPA |  |  | OFFICIAL | CANDIDATE | 2026-04-02T12:00:00Z
SOIL | L_MODV2_SOIL_CU_030 | copper | CU | EPA 3052 | EPA 3052 Microwave Digestion (HNO3, HF), EPA 6010B (ICP-OES) | 0.048611 |  |  |  | MEASURED | % | prcnt | PERCENT | http://qudt.org/vocab/unit/PERCENT | US-EPA |  |  | OFFICIAL | CANDIDATE | 2026-04-02T12:00:00Z
SOIL | L_MODV2_SOIL_CU_031 | copper | CU | H3A-1 | H3A-1 Extractant (H3A-1 0.0024 M citric acid + 0.004 M oxalic acid + 0.004 M malic acid at pH 3.75 ) | 0.048611 | m/v | 10 min | ICP-OES | MEASURED | % | prcnt | PERCENT | http://qudt.org/vocab/unit/PERCENT |  | Haney, R. L., et al. "Modifications to the new soil extractant H3A-1: A multinutrient extractant." Communications in soil science and plant analysis 41.12 (2010): 1513-1523. |  | EXPERIMENTAL | CANDIDATE | 2026-04-02T12:00:00Z
SOIL | L_MODV2_SOIL_CU_032 | copper | CU | Hydrochloric Acid | 0.1 M HCl | 0.044444 | m/v | 30 min | ICP-OES, AAS | MEASURED | % | prcnt | PERCENT | http://qudt.org/vocab/unit/PERCENT | NCERA-13, NECC-1812 | North Central Regional Research Publication No. 221 (Revised 2015), Chapter 9, pp 9.2-9.3 |  | OFFICIAL | CANDIDATE | 2026-04-02T12:00:00Z
SOIL | L_MODV2_SOIL_CU_033 | copper | CU | Ion Exchange Resin | Resin Extraction - Unibest (0.5 M HCl) | Saturated paste | in situ capsule | 4 days, 1 hour acid leaching | ICP-OES | MEASURED | % | prcnt | PERCENT | http://qudt.org/vocab/unit/PERCENT | UniBest, Inc | https://www.unibestinc.com/about |  | PROPRIETARY | CANDIDATE | 2026-04-02T12:00:00Z
SOIL | L_MODV2_SOIL_CU_034 | copper | CU | Mehlich 1 | Mehlich 1 (0.05 M HCl + 0.0125 M H2SO4) | 0.045139 | m/v | 5 min | ICP-OES, AAS | MEASURED | % | prcnt | PERCENT | http://qudt.org/vocab/unit/PERCENT | SERA-6 | Soil Test Methods From the Southeastern United States, SERA-IEG-6, 2014, Chapter 4.2 |  | OFFICIAL | CANDIDATE | 2026-04-02T12:00:00Z
SOIL | L_MODV2_SOIL_CU_035 | copper | CU | Mehlich 2 | Mehlich 2 (0.2 N CH3COOH + 0.015 N NH4F + 0.2 N NH4Cl + 0.012 N HCl) | 0.048611 | m/v | 5 min | ICP-OES, AAS | MEASURED | % | prcnt | PERCENT | http://qudt.org/vocab/unit/PERCENT | NCSU | Mehlich A. 1978. New extractant for soil test evaluation of phosphorus, potassium, magnesium, calcium, sodium, manganese and zinc. Commun Soil Sci Plant Anal 9(6):477-92. |  | OFFICIAL | CANDIDATE | 2026-04-02T12:00:00Z
SOIL | L_MODV2_SOIL_CU_036 | copper | CU | Mehlich 3 | Mehlich 3 (0.2 N CH3COOH + 0.25 N NH4NO3 + 0.013 N HNO3 + 0.015 N NH4F + 0.001 M EDTA) | 0.048611 | m/v | 5 min | ICP-OES, AAS | MEASURED | % | prcnt | PERCENT | http://qudt.org/vocab/unit/PERCENT | SERA-6, NCERA-13, NECC-1812 | Soil Test Methods From the Southeastern United States, SERA-IEG-6, 2014, Chapter 4.3 |  | OFFICIAL | CANDIDATE | 2026-04-02T12:00:00Z
SOIL | L_MODV2_SOIL_CU_037 | copper | CU | Morgan | Morgan (0.72 N NaOAc + 0.52 N CH3COOH) | 0.045139 | v/v | 15 min | Spectrophotometric | MEASURED | % | prcnt | PERCENT | http://qudt.org/vocab/unit/PERCENT | NECC-1812 | Recommended Soil Testing Procedures for the Northeastern United States, NECC-1812 Publication No. 493, 3rd Edition, 2011, Chapter 5. |  | OFFICIAL | CANDIDATE | 2026-04-02T12:00:00Z
SOIL | L_MODV2_SOIL_CU_038 | copper | CU | Modified Morgan | Modified Morgan (0.62 N NH4OH + 1.25 N CH3COOH) | 0.048611 | m/v | 15 min | ICP-OES | MEASURED | % | prcnt | PERCENT | http://qudt.org/vocab/unit/PERCENT | NECC-1812 | Recommended Soil Testing Procedures for the Northeastern United States, NECC-1812 Publication No. 493, 3rd Edition, 2011, Chapter 5. |  | OFFICIAL | CANDIDATE | 2026-04-02T12:00:00Z
SOIL | L_MODV2_SOIL_CU_039 | copper | CU | Saturated paste | Soil saturated with DI water, subsequent extraction and retained for analysis | Saturated paste | m/m | 4 hrs | ICP-OES, AAS | MEASURED | % | prcnt | PERCENT | http://qudt.org/vocab/unit/PERCENT | USDA | US Salinity Staff, 1954. L.A Richards (ed.) Diagnosis and improvement of saline alkali soils. 160 p. USDA Handb. 60 US Govt. Print Office, Washington DC. |  | PROVISIONAL | CANDIDATE | 2026-04-02T12:00:00Z
SOIL | L_MODV2_SOIL_CU_040 | copper | CU | Modified Morgan | Modified Morgan (0.62 N NH4OH + 1.25 N CH3COOH) | 0.048611 | m/v | 15 min | ICP-OES | MEASURED | % | prcnt | PERCENT | http://qudt.org/vocab/unit/PERCENT | NECC-1812 | Recommended Soil Testing Procedures for the Northeastern United States, NECC-1812 Publication No. 493, 3rd Edition, 2011, Chapter 5. |  | OFFICIAL | CANDIDATE | 2026-04-02T12:00:00Z
SOIL | L_MODV2_SOIL_CUINDEX_001 | copper index | CUINDEX | Mehlich 3 ICP |  |  |  |  | ICP-OES, AAS | CALCULATION |  | none | UNITLESS | Needs QUDT Discussion |  |  |  | EXPERIMENTAL | RETIRED | 2024-11-13T12:00:00Z | 2026-04-03T12:00:00Z | 2026-04-03: Terminology and chemical naming standardization pass.
SOIL | L_MODV2_SOIL_DM_001 | deleterious material | DM | [5 empty] | Gravimetric | MEASURED | % | prcnt | PERCENT | http://qudt.org/vocab/unit/PERCENT |  |  |  | EXPERIMENTAL | RETIRED | 2024-11-13T12:00:00Z
SOIL | L_MODV2_SOIL_DINDEX_001 | dispersion index | DINDEX | [5 empty] | Observation | CALCULATION |  | none | UNITLESS | Needs QUDT Discussion |  |  |  | EXPERIMENTAL | RETIRED | 2024-11-13T12:00:00Z
SOIL | L_MODV2_SOIL_DON_001 | dissolved organic nitrogen (DON) | DON | Calcium Chloride | 0.01 M CaCl2 | 0.048611 | m/v | 120 min | ICP-OES | MEASURED | mg/kg | mg1kg-1 | MilliGM-PER-KiloGM | http://qudt.org/vocab/unit/MilliGM-PER-KiloGM | WEPAL | Houba, V.J.G.; Novozamsky, I.; Lexmond, T.M.; Van der Lee, J.J., 2008. Applicability of 0.01 M CaCl2 as a single extraction solution for the assessment of the nutrient status of soils and other diagnostic purposes. Communications in Soil Science and Plant Analysis, Volume 21, 1990 - Issue 19-20. |  | OFFICIAL | SUPERSEDED | 2024-11-13T12:00:00Z | 2026-04-02T12:00:00Z | Mass-per-mass/ppm harmonization to percent; was mg/kg
SOIL | L_MODV2_SOIL_DON_002 | dissolved organic nitrogen (DON) | DON | Calcium Chloride | 0.01 M CaCl2 | 0.048611 | m/v | 120 min | ICP-OES | MEASURED | % | prcnt | PERCENT | http://qudt.org/vocab/unit/PERCENT | WEPAL | Houba, V.J.G.; Novozamsky, I.; Lexmond, T.M.; Van der Lee, J.J., 2008. Applicability of 0.01 M CaCl2 as a single extraction solution for the assessment of the nutrient status of soils and other diagnostic purposes. Communications in Soil Science and Plant Analysis, Volume 21, 1990 - Issue 19-20. |  | OFFICIAL | CANDIDATE | 2026-04-02T12:00:00Z
SOIL | L_MODV2_SOIL_EC_001 | electrical conductivity | EC | EC Slurry | Deionized Water | 0.042361 | m/m | 10 min | Electrical Conductivity | MEASURED | dS/m | dS1m-1 | DeciS-PER-M | http://qudt.org/vocab/unit/DeciS-PER-M | WERA-103 | Soil, Plant and Water Reference Methods for the Western Region, 4th Edition, 2013. Method S-2.20 |  | OFFICIAL | VALID | 2024-11-13T12:00:00Z
SOIL | L_MODV2_SOIL_EC_002 | electrical conductivity | EC | EC Slurry | Deionized Water | 0.043056 | m/m | 10 min | Electrical Conductivity | MEASURED | dS/m | dS1m-1 | DeciS-PER-M | http://qudt.org/vocab/unit/DeciS-PER-M | WERA-103 | Soil, Plant and Water Reference Methods for the Western Region, 4th Edition, 2013. Method S-2.20 |  | OFFICIAL | VALID | 2024-11-13T12:00:00Z
SOIL | L_MODV2_SOIL_EC_003 | electrical conductivity | EC | EC Slurry | Deionized Water | 0.045139 | m/m | 10 min | Electrical Conductivity | MEASURED | dS/m | dS1m-1 | DeciS-PER-M | http://qudt.org/vocab/unit/DeciS-PER-M |  |  |  | PROVISIONAL | VALID | 2024-11-13T12:00:00Z
SOIL | L_MODV2_SOIL_EC_004 | electrical conductivity | EC | Saturated paste | Soil saturated with DI water, subsequent extraction and retained for analysis | Saturated paste | m/m | 4 hrs | Electrical Conductivity | MEASURED | dS/m | dS1m-1 | DeciS-PER-M | http://qudt.org/vocab/unit/DeciS-PER-M | USDA | US Salinity Staff, 1954. L.A Richards (ed.) Diagnosis and improvement of saline alkali soils. 160 p. USDA Handb. 60 US Govt. Print Office, Washington DC. |  | OFFICIAL | VALID | 2024-11-13T12:00:00Z
SOIL | L_MODV2_SOIL_EC_005 | electrical conductivity | EC | [5 empty] | Calculation | MEASURED | dS/m | dS1m-1 | DeciS-PER-M | http://qudt.org/vocab/unit/DeciS-PER-M |  |  |  | EXPERIMENTAL | RETIRED | 2024-11-13T12:00:00Z
SOIL | L_MODV2_SOIL_ESI_001 | electrochemical stability index | ESI | [5 empty] | Calculation | CALCULATION |  | none | UNITLESS | Needs QUDT Discussion |  |  |  | EXPERIMENTAL | RETIRED | 2024-11-13T12:00:00Z
SOIL | L_MODV2_SOIL_EMERSON_001 | emerson class | EMERSON | [5 empty] | Calculation | CALCULATION |  | none | UNITLESS | Needs QUDT Discussion |  |  |  | EXPERIMENTAL | RETIRED | 2024-11-13T12:00:00Z
SOIL | L_MODV2_SOIL_ENR_001 | estimated nitrogen release | ENR | Calculation | Calculation | Calculation | Calculation | Calculation | Calculation | CALCULATION | mg/L | mg1L-1 | MilliGM-PER-L | http://qudt.org/vocab/unit/MilliGM-PER-L |  |  |  | EXPERIMENTAL | VALID | 2024-11-13T12:00:00Z
SOIL | L_MODV2_SOIL_SLINDEX_001 | excess soil lime index | SLINDEX | Mehlich 3 | 0.2 N CH3COOH + 0.25 N NH4NO3 + 0.013 N HNO3 + 0.015 N NH4F + 0.001 M EDTA | 0.048611 | m/m | 5 min | ICP-OES | CALCULATION | Description | Description |  |  | USDA | Soil Science Division Staff. 2017. Soil survey manual. C. Ditzler, K. Scheffe, and H.C. Monger (eds.). USDA Handbook 18. Government Printing Office, Washington, D.C., pg. 199-200. |  | EXPERIMENTAL | VALID | 2024-11-13T12:00:00Z | 2026-04-03T12:00:00Z | 2026-04-03: Vocabulary normalization — controlled vocab alignment. ¦ 2026-04-03: Terminology and chemical naming standardization pass.
SOIL | L_MODV2_SOIL_XACIDT_001 | exchangeable acidity | XACIDT | Potassium Chloride | 1.0 M KCl |  |  |  | Titration | MEASURED | mEq/100g | mEq1hg-1 | MilliEQ-PER-HectoGM | http://qudt.org/vocab/unit/MilliEQ-PER-HectoGM |  |  |  | EXPERIMENTAL | RETIRED | 2024-11-13T12:00:00Z
SOIL | L_MODV2_SOIL_XAL_001 | exchangeable aluminum | XAL | Potassium Chloride | 1.0 M KCl |  |  |  | Calculation | MEASURED | % | prcnt | PERCENT | http://qudt.org/vocab/unit/PERCENT |  |  |  | EXPERIMENTAL | RETIRED | 2024-11-13T12:00:00Z
SOIL | L_MODV2_SOIL_XCAP_001 | exchangeable calcium percentage | XCAP | [5 empty] | Calculation | MEASURED | % | prcnt | PERCENT | http://qudt.org/vocab/unit/PERCENT |  |  |  | EXPERIMENTAL | RETIRED | 2024-11-13T12:00:00Z
SOIL | L_MODV2_SOIL_XH_001 | exchangeable hydrogen | XH | Potassium Chloride | 1.0 M KCl |  |  |  | Titration | MEASURED | mEq/100g | mEq1hg-1 | MilliEQ-PER-HectoGM | http://qudt.org/vocab/unit/MilliEQ-PER-HectoGM |  |  |  | EXPERIMENTAL | RETIRED | 2024-11-13T12:00:00Z
SOIL | L_MODV2_SOIL_XHP_001 | exchangeable hydrogen percentage | XHP | [5 empty] | Calculation | MEASURED | % | prcnt | PERCENT | http://qudt.org/vocab/unit/PERCENT |  |  |  | EXPERIMENTAL | RETIRED | 2024-11-13T12:00:00Z
SOIL | L_MODV2_SOIL_XMGP_001 | exchangeable magnesium percentage | XMGP | [5 empty] | Calculation | MEASURED | % | prcnt | PERCENT | http://qudt.org/vocab/unit/PERCENT |  |  |  | EXPERIMENTAL | RETIRED | 2024-11-13T12:00:00Z
SOIL | L_MODV2_SOIL_XKP_001 | exchangeable potassium percentage | XKP | [5 empty] | Calculation | MEASURED | % | prcnt | PERCENT | http://qudt.org/vocab/unit/PERCENT |  |  |  | EXPERIMENTAL | RETIRED | 2024-11-13T12:00:00Z
SOIL | L_MODV2_SOIL_XNAP_001 | exchangeable sodium percentage | XNAP | Saturated paste | Deionized Water | Saturated paste | Saturated Paste | 4 hrs | Calculation | MEASURED | % | prcnt | PERCENT | http://qudt.org/vocab/unit/PERCENT | USDA | US Salinity Staff, 1954. L.A Richards (ed.) Diagnosis and improvement of saline alkali soils. 160 p. USDA Handb. 60 US Govt. Print Office, Washington DC. |  | OFFICIAL | VALID | 2024-11-13T12:00:00Z
SOIL | L_MODV2_SOIL_F_001 | fluoride | F | EPA 300.0 | Deionized water - EPA 300.0 | 0.048611 | m/v | 10 min | ICP-OES | MEASURED | mg/L | mg1L-1 | MilliGM-PER-L | http://qudt.org/vocab/unit/MilliGM-PER-L | US-EPA | EPA 300.0 Determination of Inorganic Anions by Ion Chromatography, Revision 2.1, August 1993. |  | OFFICIAL | VALID | 2024-11-13T12:00:00Z
SOIL | L_MODV2_SOIL_GENOM_001 | genomics | GENOM | Genomics | 16S rRNA, ITS, and shotgun metagenomics | 0.048611 |  |  |  | MEASURED |  | none | UNITLESS | Needs QUDT Discussion | Soil Health Institute | Thompson, et al., 2017; |  | OFFICIAL | VALID | 2024-11-13T12:00:00Z
SOIL | L_MODV2_SOIL_GTRI_001 | grass tetany risk index | GTRI | Alcohol Prewash/Ammonium Acetate |  |  |  |  | Calculation | CALCULATION |  | none | UNITLESS | Needs QUDT Discussion |  |  |  | EXPERIMENTAL | RETIRED | 2024-11-13T12:00:00Z
SOIL | L_MODV2_SOIL_GTRI_002 | grass tetany risk index | GTRI | Ammonium Acetate |  |  |  |  | Calculation | CALCULATION |  | none | UNITLESS | Needs QUDT Discussion |  |  |  | EXPERIMENTAL | RETIRED | 2024-11-13T12:00:00Z
SOIL | L_MODV2_SOIL_GTRI_003 | grass tetany risk index | GTRI | Ammonium Chloride/Barium Chloride | NH4Cl/BaCl2 |  |  |  | Calculation | CALCULATION |  | none | UNITLESS | Needs QUDT Discussion |  |  |  | EXPERIMENTAL | RETIRED | 2024-11-13T12:00:00Z
SOIL | L_MODV2_SOIL_GRAVEL_001 | gravel | GRAVEL | Sieve |  |  |  |  | Calculation | MEASURED | % | prcnt | PERCENT | http://qudt.org/vocab/unit/PERCENT |  |  |  | EXPERIMENTAL | RETIRED | 2024-11-13T12:00:00Z
SOIL | L_MODV2_SOIL_GYPREC_001 | gypsum recommendation | GYPREC | [5 empty] | Calculation | MEASURED | tons/ac | ton1ac-1 | [5 empty] | EXPERIMENTAL | RETIRED | 2024-11-13T12:00:00Z
SOIL | L_MODV2_SOIL_HEAL_001 | H+EALP | HEAL | SMP |  |  |  |  | Calculation | CALCULATION | none | none | UNITLESS | Needs QUDT Discussion |  |  |  | EXPERIMENTAL | RETIRED | 2024-11-13T12:00:00Z
SOIL | L_MODV2_SOIL_HM_001 | humic matter | HM | FSPA 15(12)84 |  |  |  |  | Spectrophotometric | MEASURED | % | prcnt | PERCENT | http://qudt.org/vocab/unit/PERCENT |  |  |  | EXPERIMENTAL | RETIRED | 2024-11-13T12:00:00Z
SOIL | L_MODV2_SOIL_HM_002 | humic matter | HM | Humic Matter | 0.2 N NaOH | 0.069444 | v/v | 16 hrs | Spectrophotometric | MEASURED | % | prcnt | PERCENT | http://qudt.org/vocab/unit/PERCENT | SERA-6 | Soil Test Methods From the Southeastern United States, SERA-IEG-6, 2014, Chapter 5.5, pp 162-166. |  | OFFICIAL | VALID | 2024-11-13T12:00:00Z
SOIL | L_MODV2_SOIL_HAL_001 | hydrogen+aluminum | HAL | SMP |  |  |  |  | ISE | MEASURED | mEq/100g | mEq1hg-1 | MilliEQ-PER-HectoGM | http://qudt.org/vocab/unit/MilliEQ-PER-HectoGM |  |  |  | EXPERIMENTAL | RETIRED | 2024-11-13T12:00:00Z | 2026-04-03T12:00:00Z | 2026-04-03: Terminology and chemical naming standardization pass.
SOIL | L_MODV2_SOIL_OH_001 | hydroxide | OH | SM 2320 B (18th Ed.) |  |  |  |  | Titration | MEASURED | mg/L | mg1L-1 | MilliGM-PER-L | http://qudt.org/vocab/unit/MilliGM-PER-L |  |  |  | EXPERIMENTAL | RETIRED | 2024-11-13T12:00:00Z | 2026-04-03T12:00:00Z | 2026-04-03: Terminology and chemical naming standardization pass.
SOIL | L_MODV2_SOIL_FE_001 | iron | FE | Ammonium Oxalate | Ammonium Oxalate (0.275 M acid ammonium oxalate, 0.1 N sodium hydroxide, 0.03 N ammonium fluoride) | 0.045139 | m/v | 4 hrs | ICP-OES | MEASURED | mg/kg | mg1kg-1 | MilliGM-PER-KiloGM | http://qudt.org/vocab/unit/MilliGM-PER-KiloGM |  |  |  | PROVISIONAL | SUPERSEDED | 2024-11-13T12:00:00Z | 2026-04-02T12:00:00Z | Mass-per-mass/ppm harmonization to percent; was mg/kg
SOIL | L_MODV2_SOIL_FE_002 | iron | FE | Calcium Chloride | 0.01 M CaCl2 | 0.048611 | m/v | 120 min | ICP-OES | MEASURED | mg/kg | mg1kg-1 | MilliGM-PER-KiloGM | http://qudt.org/vocab/unit/MilliGM-PER-KiloGM | WEPAL | Houba, V.J.G.; Novozamsky, I.; Lexmond, T.M.; Van der Lee, J.J., 2008. Applicability of 0.01 M CaCl2 as a single extraction solution for the assessment of the nutrient status of soils and other diagnostic purposes. Communications in Soil Science and Plant Analysis, Volume 21, 1990 - Issue 19-20. |  | OFFICIAL | SUPERSEDED | 2024-11-13T12:00:00Z | 2026-04-02T12:00:00Z | Mass-per-mass/ppm harmonization to percent; was mg/kg
SOIL | L_MODV2_SOIL_FE_003 | iron | FE | DTPA | DTPA (0.005 M DTPA, 0.01 M CaCl2 and 0.10 M Triethanolamine adjusted to pH 7.3) | 0.043056 | m/v | 120 min | ICP-OES, AAS | MEASURED | mg/kg | mg1kg-1 | MilliGM-PER-KiloGM | http://qudt.org/vocab/unit/MilliGM-PER-KiloGM | WERA-103, SERA 6 | Soil, Plant and Water Reference Methods for the Western Region, 4th Edition, 2013, WERA-103. Method S-6.10 |  | OFFICIAL | SUPERSEDED | 2024-11-13T12:00:00Z | 2026-04-03T12:00:00Z | Mass-per-mass/ppm harmonization to percent; was mg/kg ¦ 2026-04-03: Terminology harmonization — cross-matrix consistency pass.
SOIL | L_MODV2_SOIL_FE_004 | iron | FE | DTPA-Sorbitol | DTPA-Sorbitol (0.005 M DTPA, 0.01 M CaCl2 and 0.10 M Triethanolamine and 0.20 M of Sorbitol, adjusted to pH 7.3 and .) | 0.043056 | m/v | 120 min | ICP-OES | MEASURED | mg/kg | mg1kg-1 | MilliGM-PER-KiloGM | http://qudt.org/vocab/unit/MilliGM-PER-KiloGM | WERA-103, SERA 6 | Soil, Plant and Water Reference Methods for the Western Region, 4th Edition, 2013, WERA-103. Method S-6.12 |  | OFFICIAL | SUPERSEDED | 2024-11-13T12:00:00Z | 2026-04-03T12:00:00Z | Mass-per-mass/ppm harmonization to percent; was mg/kg ¦ 2026-04-03: Terminology and chemical naming standardization pass.
SOIL | L_MODV2_SOIL_FE_005 | iron | FE | EDTA | EDTA (0.04 M EDTA) | 0.00072338 | m/v | 120 min | AAS | MEASURED | mg/kg | mg1kg-1 | MilliGM-PER-KiloGM | http://qudt.org/vocab/unit/MilliGM-PER-KiloGM | NZJAR | R. G. McLaren , R. S. Swift & B. F. Quin (1984) EDTA-extractable copper, zinc, and manganese in soils of the Canterbury Plains, New Zealand Journal of Agricultural Research |  | PROVISIONAL | SUPERSEDED | 2024-11-13T12:00:00Z | 2026-04-02T12:00:00Z | Mass-per-mass/ppm harmonization to percent; was mg/kg
SOIL | L_MODV2_SOIL_FE_006 | iron | FE | EPA 3050 Digestion Acid Recoverable |  |  |  |  | ICP-OES | MEASURED | mg/kg | mg1kg-1 | MilliGM-PER-KiloGM | http://qudt.org/vocab/unit/MilliGM-PER-KiloGM |  |  |  | EXPERIMENTAL | RETIRED | 2024-11-13T12:00:00Z | 2026-04-02T12:00:00Z | Analyte Measurement Method clarified: ICP → ICP-OES
SOIL | L_MODV2_SOIL_FE_007 | iron | FE | EPA 3050A/B | EPA 3050A/B Digestion (HNO3, HCl), EPA 6010B (ICP-OES) | 0.052083 | m/v | Heat to 95C, reflux for 15 minutes, cool, then add 5 mL HNO3 and reflux for 30 minutes. Repeat last step as required. | ICP-OES | MEASURED | mg/kg | mg1kg-1 | MilliGM-PER-KiloGM | http://qudt.org/vocab/unit/MilliGM-PER-KiloGM | US-EPA | U.S. EPA. 1996. “Method 3050B: Acid Digestion of Sediments, Sludges, and Soils,” Revision 2. Washington, DC. / EPA Method 3050B (SW-846): Acid Digestion of Sediments, Sludges, and Soils, 1996. |  | OFFICIAL | SUPERSEDED | 2024-11-13T12:00:00Z | 2026-04-03T12:00:00Z | Mass-per-mass/ppm harmonization to percent; was mg/kg; Reagent abbreviation: "EPA 3050A/B Digestion (Nitric Acid, Hydr" → "EPA 3050A/B Digestion (HNO3, HCl), EPA 6" ¦ 2026-04-03: Final audit fixes applied | Extraction ratio may vary
SOIL | L_MODV2_SOIL_FE_008 | iron | FE | EPA 3051A/B | EPA 3051A/B Microwave Digestion (HNO3, HCl), EPA 6010B (ICP-OES) | 0.048611 |  |  |  | MEASURED | mg/kg | mg1kg-1 | MilliGM-PER-KiloGM | http://qudt.org/vocab/unit/MilliGM-PER-KiloGM | US-EPA |  |  | OFFICIAL | SUPERSEDED | 2024-11-13T12:00:00Z | 2026-04-02T12:00:00Z | Mass-per-mass/ppm harmonization to percent; was mg/kg; Reagent abbreviation: "EPA 3051A/B Microwave Digestion (Nitric " → "EPA 3051A/B Microwave Digestion (HNO3, H"
SOIL | L_MODV2_SOIL_FE_009 | iron | FE | EPA 3052 | EPA 3052 Microwave Digestion (HNO3, HF), EPA 6010B (ICP-OES) | 0.048611 |  |  |  | MEASURED | mg/kg | mg1kg-1 | MilliGM-PER-KiloGM | http://qudt.org/vocab/unit/MilliGM-PER-KiloGM | US-EPA |  |  | OFFICIAL | SUPERSEDED | 2024-11-13T12:00:00Z | 2026-04-02T12:00:00Z | Mass-per-mass/ppm harmonization to percent; was mg/kg; Reagent abbreviation: "EPA 3052 MIcrowave Digestion (Nitric Aci" → "EPA 3052 Microwave Digestion (HNO3, HF),"
SOIL | L_MODV2_SOIL_FE_010 | iron | FE | H3A-1 | H3A-1 Extractant (H3A-1 0.0024 M citric acid + 0.004 M oxalic acid + 0.004 M malic acid at pH 3.75 ) | 0.048611 | m/v | 10 min | ICP-OES | MEASURED | mg/kg | mg1kg-1 | MilliGM-PER-KiloGM | http://qudt.org/vocab/unit/MilliGM-PER-KiloGM |  | Haney, R. L., et al. "Modifications to the new soil extractant H3A-1: A multinutrient extractant." Communications in soil science and plant analysis 41.12 (2010): 1513-1523. |  | PROVISIONAL | SUPERSEDED | 2024-11-13T12:00:00Z | 2026-04-02T12:00:00Z | Mass-per-mass/ppm harmonization to percent; was mg/kg
SOIL | L_MODV2_SOIL_FE_011 | iron | FE | Hydrochloric Acid | 0.1 M HCl | 0.044444 | m/v | 30 min | ICP-OES, AAS | MEASURED | mg/kg | mg1kg-1 | MilliGM-PER-KiloGM | http://qudt.org/vocab/unit/MilliGM-PER-KiloGM | NCERA-13, NECC-1812 | North Central Regional Research Publication No. 221 (Revised 2015), Chapter 9, pp 9.2-9.3 |  | OFFICIAL | SUPERSEDED | 2024-11-13T12:00:00Z | 2026-04-03T12:00:00Z | Mass-per-mass/ppm harmonization to percent; was mg/kg ¦ 2026-04-03: Terminology harmonization — cross-matrix consistency pass. ¦ 2026-04-03: Terminology and chemical naming standardization pass.
SOIL | L_MODV2_SOIL_FE_012 | iron | FE | Ion Exchange Resin | Resin Extraction - Unibest (0.5 M HCl) | Saturated paste | in situ capsule | 4 days, 1 hour acid leaching | ICP-OES | MEASURED | mg/kg | mg1kg-1 | MilliGM-PER-KiloGM | http://qudt.org/vocab/unit/MilliGM-PER-KiloGM | UniBest, Inc | https://www.unibestinc.com/about |  | PROPRIETARY | SUPERSEDED | 2024-11-13T12:00:00Z | 2026-04-02T12:00:00Z | Mass-per-mass/ppm harmonization to percent; was mg/kg
SOIL | L_MODV2_SOIL_FE_013 | iron | FE | Mehlich 1 | Mehlich 1 (0.05 M HCl + 0.0125 M H2SO4) | 0.045139 | m/v | 5 min | ICP-OES, AAS | MEASURED | mg/kg | mg1kg-1 | MilliGM-PER-KiloGM | http://qudt.org/vocab/unit/MilliGM-PER-KiloGM | SERA-6 | Soil Test Methods From the Southeastern United States, SERA-IEG-6, 2014, Chapter 4.2 |  | OFFICIAL | SUPERSEDED | 2024-11-13T12:00:00Z | 2026-04-03T12:00:00Z | Mass-per-mass/ppm harmonization to percent; was mg/kg ¦ 2026-04-03: Terminology harmonization — cross-matrix consistency pass.
SOIL | L_MODV2_SOIL_FE_014 | iron | FE | Mehlich 2 | Mehlich 2 (0.2 N CH3COOH + 0.015 N NH4F + 0.2 N NH4Cl + 0.012 N HCl) | 0.048611 | m/v | 5 min | ICP-OES, AAS | MEASURED | mg/kg | mg1kg-1 | MilliGM-PER-KiloGM | http://qudt.org/vocab/unit/MilliGM-PER-KiloGM | NCSU | Mehlich A. 1978. New extractant for soil test evaluation of phosphorus, potassium, magnesium, calcium, sodium, manganese and zinc. Commun Soil Sci Plant Anal 9(6):477-92. |  | OFFICIAL | SUPERSEDED | 2024-11-13T12:00:00Z | 2026-04-03T12:00:00Z | Mass-per-mass/ppm harmonization to percent; was mg/kg ¦ 2026-04-03: Terminology harmonization — cross-matrix consistency pass. ¦ 2026-04-03: Terminology and chemical naming standardization pass.
SOIL | L_MODV2_SOIL_FE_015 | iron | FE | Mehlich 3 | Mehlich 3 (0.2 N CH3COOH + 0.25 N NH4NO3 + 0.013 N HNO3 + 0.015 N NH4F + 0.001 M EDTA) | 0.048611 | m/v | 5 min | ICP-OES, AAS | MEASURED | mg/kg | mg1kg-1 | MilliGM-PER-KiloGM | http://qudt.org/vocab/unit/MilliGM-PER-KiloGM | SERA-6, NCERA-13, NECC-1812 | Soil Test Methods From the Southeastern United States, SERA-IEG-6, 2014, Chapter 4.3 |  | OFFICIAL | SUPERSEDED | 2024-11-13T12:00:00Z | 2026-04-03T12:00:00Z | Mass-per-mass/ppm harmonization to percent; was mg/kg ¦ 2026-04-03: Terminology harmonization — cross-matrix consistency pass. ¦ 2026-04-03: Terminology and chemical naming standardization pass.
SOIL | L_MODV2_SOIL_FE_016 | iron | FE | Mehlich 3 | Mehlich 3 (0.2 N CH3COOH + 0.25 N NH4NO3 + 0.013 N HNO3 + 0.015 N NH4F + 0.001 M EDTA) | 0.048611 | v/v | 5 min | ICP-OES, AAS | MEASURED | mg/L | mg1L-1 | MilliGM-PER-L | http://qudt.org/vocab/unit/MilliGM-PER-L | SERA-6 | Soil Test Methods From the Southeastern United States, SERA-IEG-6, 2014, Chapter 4.3 |  | OFFICIAL | VALID | 2024-11-13T12:00:00Z | 2026-04-03T12:00:00Z | 2026-04-03: Terminology harmonization — cross-matrix consistency pass. ¦ 2026-04-03: Terminology and chemical naming standardization pass.
SOIL | L_MODV2_SOIL_FE_017 | iron | FE | Nitric Acid |  |  |  |  | ICP-OES | MEASURED | mg/kg | mg1kg-1 | MilliGM-PER-KiloGM | http://qudt.org/vocab/unit/MilliGM-PER-KiloGM |  |  |  | EXPERIMENTAL | RETIRED | 2024-11-13T12:00:00Z | 2026-04-02T12:00:00Z | Analyte Measurement Method clarified: ICP → ICP-OES
SOIL | L_MODV2_SOIL_FE_018 | iron | FE | Plant Root Simulator | Plant Root Simulator - PRS | Saturated paste | in situ probe | 180 min | ICP-OES | MEASURED | mg/m2 | mg1[m2]-1 | MilliGM-PER-M2 | http://qudt.org/vocab/unit/MilliGM-PER-M2 | Western Ag Innovations | 2013. Ion Supply Rates Using PRS® Probes, pp. 1149-152 in R. O. Miller, R Gavlak and D Horneck, eds. Soil, Plant and Water Reference Methods for the Western Region. WREP-125, 4th Edition. |  | PROPRIETARY | VALID | 2024-11-13T12:00:00Z
SOIL | L_MODV2_SOIL_FE_019 | iron | FE | Plant Root Simulator | Plant Root Simulator - PRS | Saturated paste | in situ probe | 24 hrs | ICP-OES | MEASURED | mg/m2 | mg1[m2]-1 | MilliGM-PER-M2 | http://qudt.org/vocab/unit/MilliGM-PER-M2 | Western Ag Innovations | 2013. Ion Supply Rates Using PRS® Probes, pp. 1149-152 in R. O. Miller, R Gavlak and D Horneck, eds. Soil, Plant and Water Reference Methods for the Western Region. WREP-125, 4th Edition. |  | PROPRIETARY | VALID | 2024-11-13T12:00:00Z
SOIL | L_MODV2_SOIL_FE_020 | iron | FE | Plant Root Simulator | Plant Root Simulator - PRS | Saturated paste | in situ probe | 24 hrs | ICP-OES | MEASURED | mg/m2 | mg1[m2]-1 | MilliGM-PER-M2 | http://qudt.org/vocab/unit/MilliGM-PER-M2 | Western Ag Innovations | 2013. Ion Supply Rates Using PRS® Probes, pp. 1149-152 in R. O. Miller, R Gavlak and D Horneck, eds. Soil, Plant and Water Reference Methods for the Western Region. WREP-125, 4th Edition. |  | PROPRIETARY | VALID | 2024-11-13T12:00:00Z
SOIL | L_MODV2_SOIL_FE_021 | iron | FE | Saturated paste | Soil saturated with DI water, subsequent extraction and retained for analysis | Saturated paste | m/m | 4 hrs | ICP-OES | MEASURED | mg/L | mg1L-1 | MilliGM-PER-L | http://qudt.org/vocab/unit/MilliGM-PER-L | USDA | US Salinity Staff, 1954. L.A Richards (ed.) Diagnosis and improvement of saline alkali soils. 160 p. USDA Handb. 60 US Govt. Print Office, Washington DC. |  | PROVISIONAL | VALID | 2024-11-13T12:00:00Z
SOIL | L_MODV2_SOIL_FE_022 | iron | FE | Modified Morgan | Modified Morgan (0.62 N NH4OH + 1.25 N CH3COOH) | 0.045139 | m/v | 15 min | ICP-OES | MEASURED | mg/kg | mg1kg-1 | MilliGM-PER-KiloGM | http://qudt.org/vocab/unit/MilliGM-PER-KiloGM | Cornell | https://bpb-us-e1.wpmucdn.com/blogs.cornell.edu/dist/7/9922/files/2022/04/CSH13-Modified-Morgan-Extraction-and-pH-Measurement-SOP-4-2022-1.pdf |  | OFFICIAL | SUPERSEDED | 2024-11-13T12:00:00Z | 2026-04-02T12:00:00Z | Mass-per-mass/ppm harmonization to percent; was mg/kg
SOIL | L_MODV2_SOIL_FE_023 | iron | FE | Ammonium Oxalate | Ammonium Oxalate (0.275 M acid ammonium oxalate, 0.1 N sodium hydroxide, 0.03 N ammonium fluoride) | 0.045139 | m/v | 4 hrs | ICP-OES | MEASURED | % | prcnt | PERCENT | http://qudt.org/vocab/unit/PERCENT |  |  |  | PROVISIONAL | CANDIDATE | 2026-04-02T12:00:00Z
SOIL | L_MODV2_SOIL_FE_024 | iron | FE | Calcium Chloride | 0.01 M CaCl2 | 0.048611 | m/v | 120 min | ICP-OES | MEASURED | % | prcnt | PERCENT | http://qudt.org/vocab/unit/PERCENT | WEPAL | Houba, V.J.G.; Novozamsky, I.; Lexmond, T.M.; Van der Lee, J.J., 2008. Applicability of 0.01 M CaCl2 as a single extraction solution for the assessment of the nutrient status of soils and other diagnostic purposes. Communications in Soil Science and Plant Analysis, Volume 21, 1990 - Issue 19-20. |  | OFFICIAL | CANDIDATE | 2026-04-02T12:00:00Z
SOIL | L_MODV2_SOIL_FE_025 | iron | FE | DTPA | DTPA (0.005 M DTPA, 0.01 M CaCl2 and 0.10 M Triethanolamine adjusted to pH 7.3) | 0.043056 | m/v | 120 min | ICP-OES, AAS | MEASURED | % | prcnt | PERCENT | http://qudt.org/vocab/unit/PERCENT | WERA-103, SERA 6 | Soil, Plant and Water Reference Methods for the Western Region, 4th Edition, 2013, WERA-103. Method S-6.10 |  | OFFICIAL | CANDIDATE | 2026-04-02T12:00:00Z
SOIL | L_MODV2_SOIL_FE_026 | iron | FE | DTPA-Sorbitol | DTPA-Sorbitol (0.005 M DTPA, 0.01 M CaCl2 and 0.10 M Triethanolamine and 0.20 M of Sorbitol, adjusted to pH 7.3 and .) | 0.043056 | m/v | 120 min | ICP-OES | MEASURED | % | prcnt | PERCENT | http://qudt.org/vocab/unit/PERCENT | WERA-103, SERA 6 | Soil, Plant and Water Reference Methods for the Western Region, 4th Edition, 2013, WERA-103. Method S-6.12 |  | OFFICIAL | CANDIDATE | 2026-04-02T12:00:00Z
SOIL | L_MODV2_SOIL_FE_027 | iron | FE | EDTA | EDTA (0.04 M EDTA) | 0.00072338 | m/v | 120 min | AAS | MEASURED | % | prcnt | PERCENT | http://qudt.org/vocab/unit/PERCENT | NZJAR | R. G. McLaren , R. S. Swift & B. F. Quin (1984) EDTA-extractable copper, zinc, and manganese in soils of the Canterbury Plains, New Zealand Journal of Agricultural Research |  | PROVISIONAL | CANDIDATE | 2026-04-02T12:00:00Z
SOIL | L_MODV2_SOIL_FE_028 | iron | FE | EPA 3050A/B | EPA 3050A/B Digestion (HNO3, HCl), EPA 6010B (ICP-OES) | 0.052083 | m/v | Heat to 95C, reflux for 15 minutes, cool, then add 5 mL HNO3 and reflux for 30 minutes. Repeat last step as required. | ICP-OES | MEASURED | % | prcnt | PERCENT | http://qudt.org/vocab/unit/PERCENT | US-EPA | U.S. EPA. 1996. “Method 3050B: Acid Digestion of Sediments, Sludges, and Soils,” Revision 2. Washington, DC. / EPA Method 3050B (SW-846): Acid Digestion of Sediments, Sludges, and Soils, 1996. |  | OFFICIAL | CANDIDATE | 2026-04-02T12:00:00Z |  |  | Extraction ratio may vary
SOIL | L_MODV2_SOIL_FE_029 | iron | FE | EPA 3051A/B | EPA 3051A/B Microwave Digestion (HNO3, HCl), EPA 6010B (ICP-OES) | 0.048611 |  |  |  | MEASURED | % | prcnt | PERCENT | http://qudt.org/vocab/unit/PERCENT | US-EPA |  |  | OFFICIAL | CANDIDATE | 2026-04-02T12:00:00Z
SOIL | L_MODV2_SOIL_FE_030 | iron | FE | EPA 3052 | EPA 3052 Microwave Digestion (HNO3, HF), EPA 6010B (ICP-OES) | 0.048611 |  |  |  | MEASURED | % | prcnt | PERCENT | http://qudt.org/vocab/unit/PERCENT | US-EPA |  |  | OFFICIAL | CANDIDATE | 2026-04-02T12:00:00Z
SOIL | L_MODV2_SOIL_FE_031 | iron | FE | H3A-1 | H3A-1 Extractant (H3A-1 0.0024 M citric acid + 0.004 M oxalic acid + 0.004 M malic acid at pH 3.75 ) | 0.048611 | m/v | 10 min | ICP-OES | MEASURED | % | prcnt | PERCENT | http://qudt.org/vocab/unit/PERCENT |  | Haney, R. L., et al. "Modifications to the new soil extractant H3A-1: A multinutrient extractant." Communications in soil science and plant analysis 41.12 (2010): 1513-1523. |  | PROVISIONAL | CANDIDATE | 2026-04-02T12:00:00Z
SOIL | L_MODV2_SOIL_FE_032 | iron | FE | Hydrochloric Acid | 0.1 M HCl | 0.044444 | m/v | 30 min | ICP-OES, AAS | MEASURED | % | prcnt | PERCENT | http://qudt.org/vocab/unit/PERCENT | NCERA-13, NECC-1812 | North Central Regional Research Publication No. 221 (Revised 2015), Chapter 9, pp 9.2-9.3 |  | OFFICIAL | CANDIDATE | 2026-04-02T12:00:00Z
SOIL | L_MODV2_SOIL_FE_033 | iron | FE | Ion Exchange Resin | Resin Extraction - Unibest (0.5 M HCl) | Saturated paste | in situ capsule | 4 days, 1 hour acid leaching | ICP-OES | MEASURED | % | prcnt | PERCENT | http://qudt.org/vocab/unit/PERCENT | UniBest, Inc | https://www.unibestinc.com/about |  | PROPRIETARY | CANDIDATE | 2026-04-02T12:00:00Z
SOIL | L_MODV2_SOIL_FE_034 | iron | FE | Mehlich 1 | Mehlich 1 (0.05 M HCl + 0.0125 M H2SO4) | 0.045139 | m/v | 5 min | ICP-OES, AAS | MEASURED | % | prcnt | PERCENT | http://qudt.org/vocab/unit/PERCENT | SERA-6 | Soil Test Methods From the Southeastern United States, SERA-IEG-6, 2014, Chapter 4.2 |  | OFFICIAL | CANDIDATE | 2026-04-02T12:00:00Z
SOIL | L_MODV2_SOIL_FE_035 | iron | FE | Mehlich 2 | Mehlich 2 (0.2 N CH3COOH + 0.015 N NH4F + 0.2 N NH4Cl + 0.012 N HCl) | 0.048611 | m/v | 5 min | ICP-OES, AAS | MEASURED | % | prcnt | PERCENT | http://qudt.org/vocab/unit/PERCENT | NCSU | Mehlich A. 1978. New extractant for soil test evaluation of phosphorus, potassium, magnesium, calcium, sodium, manganese and zinc. Commun Soil Sci Plant Anal 9(6):477-92. |  | OFFICIAL | CANDIDATE | 2026-04-02T12:00:00Z
SOIL | L_MODV2_SOIL_FE_036 | iron | FE | Mehlich 3 | Mehlich 3 (0.2 N CH3COOH + 0.25 N NH4NO3 + 0.013 N HNO3 + 0.015 N NH4F + 0.001 M EDTA) | 0.048611 | m/v | 5 min | ICP-OES, AAS | MEASURED | % | prcnt | PERCENT | http://qudt.org/vocab/unit/PERCENT | SERA-6, NCERA-13, NECC-1812 | Soil Test Methods From the Southeastern United States, SERA-IEG-6, 2014, Chapter 4.3 |  | OFFICIAL | CANDIDATE | 2026-04-02T12:00:00Z
SOIL | L_MODV2_SOIL_FE_037 | iron | FE | Modified Morgan | Modified Morgan (0.62 N NH4OH + 1.25 N CH3COOH) | 0.045139 | m/v | 15 min | ICP-OES | MEASURED | % | prcnt | PERCENT | http://qudt.org/vocab/unit/PERCENT | Cornell | https://bpb-us-e1.wpmucdn.com/blogs.cornell.edu/dist/7/9922/files/2022/04/CSH13-Modified-Morgan-Extraction-and-pH-Measurement-SOP-4-2022-1.pdf |  | OFFICIAL | CANDIDATE | 2026-04-02T12:00:00Z
SOIL | L_MODV2_SOIL_KBRATIO_001 | K:B ratio | KBRATIO | [6 empty] | MEASURED | ratio | ratio | UNITLESS | http://qudt.org/vocab/unit/UNITLESS |  |  |  | EXPERIMENTAL | RETIRED | 2024-11-13T12:00:00Z
SOIL | L_MODV2_SOIL_KBRATIO_002 | K:B ratio | KBRATIO | Mehlich 3 |  |  |  |  | ICP-OES | MEASURED | ratio | ratio | UNITLESS | http://qudt.org/vocab/unit/UNITLESS |  |  |  | EXPERIMENTAL | RETIRED | 2024-11-13T12:00:00Z | 2026-04-02T12:00:00Z | Analyte Measurement Method clarified: ICP → ICP-OES
SOIL | L_MODV2_SOIL_KMGRATIO_001 | K:Mg ratio | KMGRATIO | Ammonium Acetate | 1.0 N Ammonium Acetate, pH 7.0 | 0.048611 | m/v | 5 min | ICP-OES, AAS | MEASURED | ratio | ratio | UNITLESS | http://qudt.org/vocab/unit/UNITLESS | NCERA-13 | North Central Regional Research Publication No. 221 (Revised 2015), Chapter 7, pp 7.1-7.3 |  | EXPERIMENTAL | INVALID | 2024-11-13T12:00:00Z | 2026-04-03T12:00:00Z | Invalid, duplicate code
SOIL | L_MODV2_SOIL_KMGRATIO_001 | K:Mg ratio | KMGRATIO | Alcohol Prewash/Ammonium Acetate |  | 0.055556 | m/v | 15 min | ICP-OES | MEASURED | ratio | ratio | UNITLESS | http://qudt.org/vocab/unit/UNITLESS | USDA | Soil Survey Laboratory Methods Manual #42 ver 4 (2004) |  | EXPERIMENTAL | INVALID | 2024-11-13T12:00:00Z | 2025-08-12T12:00:00Z | Invalid, duplicate
SOIL | L_MODV2_SOIL_KMGRATIO_001 | K:Mg ratio | KMGRATIO | Ammonium Chloride/Barium Chloride | NH4Cl/BaCl2 |  | m/v |  | ICP-OES | MEASURED | ratio | ratio | UNITLESS | http://qudt.org/vocab/unit/UNITLESS |  |  |  | EXPERIMENTAL | INVALID | 2024-11-13T12:00:00Z | 2025-08-12T12:00:00Z | Invalid, duplicate
SOIL | L_MODV2_SOIL_KMGRATIO_002 | K:Mg ratio | KMGRATIO | [5 empty] | Calculation | MEASURED | ratio | ratio | UNITLESS | http://qudt.org/vocab/unit/UNITLESS |  |  |  | EXPERIMENTAL | RETIRED | 2024-11-13T12:00:00Z
SOIL | L_MODV2_SOIL_KMGRATIO_003 | K:Mg ratio | KMGRATIO | Ammonium Chloride/Barium Chloride | NH4Cl/BaCl2 |  | m/v |  | ICP-OES | MEASURED | ratio | ratio | UNITLESS | http://qudt.org/vocab/unit/UNITLESS |  |  |  | EXPERIMENTAL | RETIRED | 2025-08-12T12:00:00Z
SOIL | L_MODV2_SOIL_KMGRATIO_004 | K:Mg ratio | KMGRATIO | Ammonium Acetate | 1.0 N Ammonium Acetate, pH 7.0 | 0.048611 | m/v | 5 min | ICP-OES, AAS | MEASURED | ratio | ratio | UNITLESS | http://qudt.org/vocab/unit/UNITLESS | NCERA-13 | North Central Regional Research Publication No. 221 (Revised 2015), Chapter 7, pp 7.1-7.3 |  | EXPERIMENTAL | RETIRED | 2025-08-12T12:00:00Z | 2026-04-03T12:00:00Z | 2026-04-03: Terminology harmonization — cross-matrix consistency pass.
SOIL | L_MODV2_SOIL_KMGRATIO_005 | K:Mg ratio | KMGRATIO | Alcohol Prewash/Ammonium Acetate |  | 0.055556 | m/v | 15 min | ICP-OES | MEASURED | ratio | ratio | UNITLESS | http://qudt.org/vocab/unit/UNITLESS | USDA | Soil Survey Laboratory Methods Manual #42 ver 4 (2004) |  | EXPERIMENTAL | RETIRED | 2025-08-12T12:00:00Z
SOIL | L_MODV2_SOIL_KNARATIO_001 | K:Na ratio | KNARATIO | Mehlich 3 |  |  |  |  | ICP-OES | MEASURED | ratio | ratio | UNITLESS | http://qudt.org/vocab/unit/UNITLESS |  |  |  | EXPERIMENTAL | INVALID | 2024-11-13T12:00:00Z | 2026-04-02T12:00:00Z | Invalid, duplicate code
SOIL | L_MODV2_SOIL_KNARATIO_001 | K:Na ratio | KNARATIO | [5 empty] | Calculation | MEASURED | ratio | ratio | UNITLESS | http://qudt.org/vocab/unit/UNITLESS |  |  |  | EXPERIMENTAL | INVALID | 2024-11-13T12:00:00Z | 2025-08-12T12:00:00Z | Invalid, duplicate
SOIL | L_MODV2_SOIL_KNARATIO_002 | K:Na ratio | KNARATIO | Mehlich 3 |  |  |  |  | ICP-OES | MEASURED | ratio | ratio | UNITLESS | http://qudt.org/vocab/unit/UNITLESS |  |  |  | EXPERIMENTAL | RETIRED | 2025-08-12T12:00:00Z | 2026-04-02T12:00:00Z | Analyte Measurement Method clarified: ICP → ICP-OES
SOIL | L_MODV2_SOIL_KNARATIO_003 | K:Na ratio | KNARATIO | [5 empty] | Calculation | MEASURED | ratio | ratio | UNITLESS | http://qudt.org/vocab/unit/UNITLESS |  |  |  | EXPERIMENTAL | RETIRED | 2025-08-12T12:00:00Z
SOIL | L_MODV2_SOIL_PB_001 | lead | PB | Aqua Regia | Aqua Regia (HCl:HNO3, 3:1) | 0.048611 | m/v | 20 min | ICP-OES, ICP-MS | MEASURED | mg/kg | mg1kg-1 | MilliGM-PER-KiloGM | http://qudt.org/vocab/unit/MilliGM-PER-KiloGM | ISO | ISO standard 11466 or EPA 3051A |  | PROVISIONAL | SUPERSEDED | 2024-11-13T12:00:00Z | 2026-04-03T12:00:00Z | Mass-per-mass/ppm harmonization to percent; was mg/kg; Reagent abbreviation: "Aqua Regia (3:1 mixture of hydrochloric " → "Aqua Regia (HCl:HNO3, 3:1)" ¦ 2026-04-03: Terminology harmonization — cross-matrix consistency pass.
SOIL | L_MODV2_SOIL_PB_002 | lead | PB | EPA 3050 | EPA 3050 Digestion (HNO3, H2O2), EPA 6010B (ICP-OES) | 0.052083 | m/v | Heat to 95C, reflux for 15 minutes, cool, then add 5 mL HNO3 and reflux for 30 minutes. Repeat last step as required. | ICP-OES | MEASURED | mg/kg | mg1kg-1 | MilliGM-PER-KiloGM | http://qudt.org/vocab/unit/MilliGM-PER-KiloGM | US-EPA | U.S. EPA. 1996. “Method 3050B: Acid Digestion of Sediments, Sludges, and Soils,” Revision 2. Washington, DC. / EPA Method 3050B (SW-846): Acid Digestion of Sediments, Sludges, and Soils, 1996. |  | OFFICIAL | SUPERSEDED | 2024-11-13T12:00:00Z | 2026-04-03T12:00:00Z | Mass-per-mass/ppm harmonization to percent; was mg/kg; Reagent abbreviation: "EPA 3050 Digestion (Nitric Acid, Hydroge" → "EPA 3050 Digestion (HNO3, H2O2), EPA 601" ¦ 2026-04-03: Final audit fixes applied | Extraction ratio may vary
SOIL | L_MODV2_SOIL_PB_003 | lead | PB | EPA 3050A/B | EPA 3050A/B Digestion (HNO3, HCl), EPA 6010B (ICP-OES) | 0.052083 | m/v | Heat to 95C, reflux for 15 minutes, cool, then add 5 mL HNO3 and reflux for 30 minutes. Repeat last step as required. | ICP-OES | MEASURED | mg/kg | mg1kg-1 | MilliGM-PER-KiloGM | http://qudt.org/vocab/unit/MilliGM-PER-KiloGM | US-EPA | U.S. EPA. 1996. “Method 3050B: Acid Digestion of Sediments, Sludges, and Soils,” Revision 2. Washington, DC. / EPA Method 3050B (SW-846): Acid Digestion of Sediments, Sludges, and Soils, 1996. |  | OFFICIAL | SUPERSEDED | 2024-11-13T12:00:00Z | 2026-04-03T12:00:00Z | Mass-per-mass/ppm harmonization to percent; was mg/kg; Reagent abbreviation: "EPA 3050A/B Digestion (Nitric Acid, Hydr" → "EPA 3050A/B Digestion (HNO3, HCl), EPA 6" ¦ 2026-04-03: Final audit fixes applied | Extraction ratio may vary
SOIL | L_MODV2_SOIL_PB_004 | lead | PB | EPA 3051A/B | EPA 3051A/B Microwave Digestion (HNO3, HCl), EPA 6010B (ICP-OES) | 0.048611 |  |  |  | MEASURED | mg/kg | mg1kg-1 | MilliGM-PER-KiloGM | http://qudt.org/vocab/unit/MilliGM-PER-KiloGM | US-EPA |  |  | OFFICIAL | SUPERSEDED | 2024-11-13T12:00:00Z | 2026-04-02T12:00:00Z | Mass-per-mass/ppm harmonization to percent; was mg/kg; Reagent abbreviation: "EPA 3051A/B Microwave Digestion (Nitric " → "EPA 3051A/B Microwave Digestion (HNO3, H"
SOIL | L_MODV2_SOIL_PB_005 | lead | PB | EPA 3052 | EPA 3052 Microwave Digestion (HNO3, HF), EPA 6010B (ICP-OES) | 0.048611 |  |  |  | MEASURED | mg/kg | mg1kg-1 | MilliGM-PER-KiloGM | http://qudt.org/vocab/unit/MilliGM-PER-KiloGM | US-EPA |  |  | OFFICIAL | SUPERSEDED | 2024-11-13T12:00:00Z | 2026-04-02T12:00:00Z | Mass-per-mass/ppm harmonization to percent; was mg/kg; Reagent abbreviation: "EPA 3052 MIcrowave Digestion (Nitric Aci" → "EPA 3052 Microwave Digestion (HNO3, HF),"
SOIL | L_MODV2_SOIL_PB_006 | lead | PB | Plant Root Simulator | Plant Root Simulator - PRS | Saturated paste | in situ probe | 180 min | ICP-OES | MEASURED | mg/m2 | mg1[m2]-1 | MilliGM-PER-M2 | http://qudt.org/vocab/unit/MilliGM-PER-M2 | Western Ag Innovations | 2013. Ion Supply Rates Using PRS® Probes, pp. 1149-152 in R. O. Miller, R Gavlak and D Horneck, eds. Soil, Plant and Water Reference Methods for the Western Region. WREP-125, 4th Edition. |  | PROPRIETARY | VALID | 2024-11-13T12:00:00Z
SOIL | L_MODV2_SOIL_PB_007 | lead | PB | Plant Root Simulator | Plant Root Simulator - PRS | Saturated paste | in situ probe | 24 hrs | ICP-OES | MEASURED | mg/m2 | mg1[m2]-1 | MilliGM-PER-M2 | http://qudt.org/vocab/unit/MilliGM-PER-M2 | Western Ag Innovations | 2013. Ion Supply Rates Using PRS® Probes, pp. 1149-152 in R. O. Miller, R Gavlak and D Horneck, eds. Soil, Plant and Water Reference Methods for the Western Region. WREP-125, 4th Edition. |  | PROPRIETARY | VALID | 2024-11-13T12:00:00Z
SOIL | L_MODV2_SOIL_PB_008 | lead | PB | Plant Root Simulator | Plant Root Simulator - PRS | Saturated paste | in situ probe | 24 hrs | ICP-OES | MEASURED | mg/m2 | mg1[m2]-1 | MilliGM-PER-M2 | http://qudt.org/vocab/unit/MilliGM-PER-M2 | Western Ag Innovations | 2013. Ion Supply Rates Using PRS® Probes, pp. 1149-152 in R. O. Miller, R Gavlak and D Horneck, eds. Soil, Plant and Water Reference Methods for the Western Region. WREP-125, 4th Edition. |  | PROPRIETARY | VALID | 2024-11-13T12:00:00Z
SOIL | L_MODV2_SOIL_PB_009 | lead | PB | Mehlich 3 | Mehlich 3 (0.2 N CH3COOH + 0.25 N NH4NO3 + 0.013 N HNO3 + 0.015 N NH4F + 0.001 M EDTA) | 0.048611 | m/v | 5 min | ICP-OES, AAS | MEASURED | mg/kg | mg1kg-1 | MilliGM-PER-KiloGM | http://qudt.org/vocab/unit/MilliGM-PER-KiloGM |  |  |  | PROVISIONAL | SUPERSEDED | 2024-11-13T12:00:00Z | 2026-04-03T12:00:00Z | Mass-per-mass/ppm harmonization to percent; was mg/kg ¦ 2026-04-03: Terminology harmonization — cross-matrix consistency pass. ¦ 2026-04-03: Terminology and chemical naming standardization pass.
SOIL | L_MODV2_SOIL_PB_010 | lead | PB | Aqua Regia | Aqua Regia (HCl:HNO3, 3:1) | 0.048611 | m/v | 20 min | ICP-OES, ICP-MS | MEASURED | % | prcnt | PERCENT | http://qudt.org/vocab/unit/PERCENT | ISO | ISO standard 11466 or EPA 3051A |  | PROVISIONAL | CANDIDATE | 2026-04-02T12:00:00Z
SOIL | L_MODV2_SOIL_PB_011 | lead | PB | EPA 3050 | EPA 3050 Digestion (HNO3, H2O2), EPA 6010B (ICP-OES) | 0.052083 | m/v | Heat to 95C, reflux for 15 minutes, cool, then add 5 mL HNO3 and reflux for 30 minutes. Repeat last step as required. | ICP-OES | MEASURED | % | prcnt | PERCENT | http://qudt.org/vocab/unit/PERCENT | US-EPA | U.S. EPA. 1996. “Method 3050B: Acid Digestion of Sediments, Sludges, and Soils,” Revision 2. Washington, DC. / EPA Method 3050B (SW-846): Acid Digestion of Sediments, Sludges, and Soils, 1996. |  | OFFICIAL | CANDIDATE | 2026-04-02T12:00:00Z |  |  | Extraction ratio may vary
SOIL | L_MODV2_SOIL_PB_012 | lead | PB | EPA 3050A/B | EPA 3050A/B Digestion (HNO3, HCl), EPA 6010B (ICP-OES) | 0.052083 | m/v | Heat to 95C, reflux for 15 minutes, cool, then add 5 mL HNO3 and reflux for 30 minutes. Repeat last step as required. | ICP-OES | MEASURED | % | prcnt | PERCENT | http://qudt.org/vocab/unit/PERCENT | US-EPA | U.S. EPA. 1996. “Method 3050B: Acid Digestion of Sediments, Sludges, and Soils,” Revision 2. Washington, DC. / EPA Method 3050B (SW-846): Acid Digestion of Sediments, Sludges, and Soils, 1996. |  | OFFICIAL | CANDIDATE | 2026-04-02T12:00:00Z |  |  | Extraction ratio may vary
SOIL | L_MODV2_SOIL_PB_013 | lead | PB | EPA 3051A/B | EPA 3051A/B Microwave Digestion (HNO3, HCl), EPA 6010B (ICP-OES) | 0.048611 |  |  |  | MEASURED | % | prcnt | PERCENT | http://qudt.org/vocab/unit/PERCENT | US-EPA |  |  | OFFICIAL | CANDIDATE | 2026-04-02T12:00:00Z
SOIL | L_MODV2_SOIL_PB_014 | lead | PB | EPA 3052 | EPA 3052 Microwave Digestion (HNO3, HF), EPA 6010B (ICP-OES) | 0.048611 |  |  |  | MEASURED | % | prcnt | PERCENT | http://qudt.org/vocab/unit/PERCENT | US-EPA |  |  | OFFICIAL | CANDIDATE | 2026-04-02T12:00:00Z
SOIL | L_MODV2_SOIL_PB_015 | lead | PB | Mehlich 3 | Mehlich 3 (0.2 N CH3COOH + 0.25 N NH4NO3 + 0.013 N HNO3 + 0.015 N NH4F + 0.001 M EDTA) | 0.048611 | m/v | 5 min | ICP-OES, AAS | MEASURED | % | prcnt | PERCENT | http://qudt.org/vocab/unit/PERCENT |  |  |  | PROVISIONAL | CANDIDATE | 2026-04-02T12:00:00Z
SOIL | L_MODV2_SOIL_LINDEX_001 | lime index | LINDEX | Soil Characteristics Regression |  |  |  |  | Calculation | CALCULATION |  | none | UNITLESS | Needs QUDT Discussion |  |  |  | EXPERIMENTAL | RETIRED | 2024-11-13T12:00:00Z
SOIL | L_MODV2_SOIL_LREC_001 | lime recommendation | LREC | Adams-Evans buffer |  |  |  |  | Calculation | MEASURED | tons/ac | ton1ac-1 | [5 empty] | EXPERIMENTAL | RETIRED | 2024-11-13T12:00:00Z
SOIL | L_MODV2_SOIL_LREC_002 | lime recommendation | LREC | Adams-Evans, Modified |  |  |  |  | Calculation | MEASURED | tons/ac | ton1ac-1 | [5 empty] | EXPERIMENTAL | RETIRED | 2024-11-13T12:00:00Z
SOIL | L_MODV2_SOIL_LREC_003 | lime recommendation | LREC | Mehlich buffer |  |  |  |  | Calculation | MEASURED | tons/ac | ton1ac-1 | [5 empty] | EXPERIMENTAL | RETIRED | 2024-11-13T12:00:00Z
SOIL | L_MODV2_SOIL_LREC_004 | lime recommendation | LREC | Modified Woodruff buffer |  |  |  |  | Calculation | MEASURED | tons/ac | ton1ac-1 | [5 empty] | EXPERIMENTAL | RETIRED | 2024-11-13T12:00:00Z
SOIL | L_MODV2_SOIL_LREC_005 | lime recommendation | LREC | Sikora 1 buffer |  |  |  |  | Calculation | MEASURED | tons/ac | ton1ac-1 | [5 empty] | EXPERIMENTAL | RETIRED | 2024-11-13T12:00:00Z
SOIL | L_MODV2_SOIL_LREC_006 | lime recommendation | LREC | Sikora 2 buffer |  |  |  |  | Calculation | MEASURED | tons/ac | ton1ac-1 | [5 empty] | EXPERIMENTAL | RETIRED | 2024-11-13T12:00:00Z
SOIL | L_MODV2_SOIL_LREC_007 | lime recommendation | LREC | SMP |  |  |  |  | Calculation | MEASURED | tons/ac | ton1ac-1 | [5 empty] | EXPERIMENTAL | RETIRED | 2024-11-13T12:00:00Z
SOIL | L_MODV2_SOIL_LREC_008 | lime recommendation | LREC | Titratable Acidity |  |  |  |  | Calculation | MEASURED | tons/ac | ton1ac-1 | [5 empty] | EXPERIMENTAL | RETIRED | 2024-11-13T12:00:00Z
SOIL | L_MODV2_SOIL_LREC_009 | lime recommendation | LREC | Woodruff |  |  |  |  | Calculation | MEASURED | tons/ac | ton1ac-1 | [5 empty] | EXPERIMENTAL | RETIRED | 2024-11-13T12:00:00Z
SOIL | L_MODV2_SOIL_LI_001 | lithium | LI | EPA 3050 | EPA 3050 Digestion (HNO3, H2O2), EPA 6010B (ICP-OES) | 0.052083 | m/v | Heat to 95C, reflux for 15 minutes, cool, then add 5 mL HNO3 and reflux for 30 minutes. Repeat last step as required. | ICP-OES | MEASURED | mg/kg | mg1kg-1 | MilliGM-PER-KiloGM | http://qudt.org/vocab/unit/MilliGM-PER-KiloGM | US-EPA | U.S. EPA. 1996. “Method 3050B: Acid Digestion of Sediments, Sludges, and Soils,” Revision 2. Washington, DC. / EPA Method 3050B (SW-846): Acid Digestion of Sediments, Sludges, and Soils, 1996. |  | OFFICIAL | SUPERSEDED | 2024-11-13T12:00:00Z | 2026-04-03T12:00:00Z | Mass-per-mass/ppm harmonization to percent; was mg/kg; Reagent abbreviation: "EPA 3050 Digestion (Nitric Acid, Hydroge" → "EPA 3050 Digestion (HNO3, H2O2), EPA 601" ¦ 2026-04-03: Final audit fixes applied | Extraction ratio may vary
SOIL | L_MODV2_SOIL_LI_002 | lithium | LI | EPA 3050 | EPA 3050 Digestion (HNO3, H2O2), EPA 6010B (ICP-OES) | 0.052083 | m/v | Heat to 95C, reflux for 15 minutes, cool, then add 5 mL HNO3 and reflux for 30 minutes. Repeat last step as required. | ICP-OES | MEASURED | % | prcnt | PERCENT | http://qudt.org/vocab/unit/PERCENT | US-EPA | U.S. EPA. 1996. “Method 3050B: Acid Digestion of Sediments, Sludges, and Soils,” Revision 2. Washington, DC. / EPA Method 3050B (SW-846): Acid Digestion of Sediments, Sludges, and Soils, 1996. |  | OFFICIAL | CANDIDATE | 2026-04-02T12:00:00Z |  |  | Extraction ratio may vary
SOIL | L_MODV2_SOIL_MG_001 | magnesium | MG | Alcohol Prewash/Ammonium Acetate |  |  |  |  | ICP-OES | MEASURED | mEq/100g | mEq1hg-1 | MilliEQ-PER-HectoGM | http://qudt.org/vocab/unit/MilliEQ-PER-HectoGM |  |  |  | EXPERIMENTAL | RETIRED | 2024-11-13T12:00:00Z
SOIL | L_MODV2_SOIL_MG_002 | magnesium | MG | Ammonium Acetate | 1.0 N Ammonium Acetate, pH 7.0 | 0.048611 | m/v | 5 min | ICP-OES, AAS | MEASURED | mg/kg | mg1kg-1 | MilliGM-PER-KiloGM | http://qudt.org/vocab/unit/MilliGM-PER-KiloGM | NCERA-13 | North Central Regional Research Publication No. 221 (Revised 2015), Chapter 7, pp 7.1-7.3 |  | OFFICIAL | SUPERSEDED | 2024-11-13T12:00:00Z | 2026-04-03T12:00:00Z | Mass-per-mass/ppm harmonization to percent; was mg/kg ¦ 2026-04-03: Terminology harmonization — cross-matrix consistency pass.
SOIL | L_MODV2_SOIL_MG_003 | magnesium | MG | Ammonium Chloride | NH4Cl |  | m/v |  | ICP-OES | MEASURED | mEq/100g | mEq1hg-1 | MilliEQ-PER-HectoGM | http://qudt.org/vocab/unit/MilliEQ-PER-HectoGM |  |  |  | EXPERIMENTAL | VALID | 2024-11-13T12:00:00Z
SOIL | L_MODV2_SOIL_MG_004 | magnesium | MG | Ammonium Chloride | NH4Cl w/ prewash |  | m/v |  | ICP-OES | MEASURED | mEq/100g | mEq1hg-1 | MilliEQ-PER-HectoGM | http://qudt.org/vocab/unit/MilliEQ-PER-HectoGM |  |  |  | EXPERIMENTAL | VALID | 2024-11-13T12:00:00Z
SOIL | L_MODV2_SOIL_MG_005 | magnesium | MG | Ammonium Chloride/Barium Chloride | NH4Cl/BaCl2 |  | m/v |  | ICP-OES | MEASURED | mEq/100g | mEq1hg-1 | MilliEQ-PER-HectoGM | http://qudt.org/vocab/unit/MilliEQ-PER-HectoGM |  |  |  | EXPERIMENTAL | VALID | 2024-11-13T12:00:00Z
SOIL | L_MODV2_SOIL_MG_006 | magnesium | MG | Calcium Chloride | 0.01 M CaCl2 | 0.048611 | m/v | 120 min | ICP-OES | MEASURED | mg/kg | mg1kg-1 | MilliGM-PER-KiloGM | http://qudt.org/vocab/unit/MilliGM-PER-KiloGM | WEPAL | Houba, V.J.G.; Novozamsky, I.; Lexmond, T.M.; Van der Lee, J.J., 2008. Applicability of 0.01 M CaCl2 as a single extraction solution for the assessment of the nutrient status of soils and other diagnostic purposes. Communications in Soil Science and Plant Analysis, Volume 21, 1990 - Issue 19-20. |  | OFFICIAL | SUPERSEDED | 2024-11-13T12:00:00Z | 2026-04-02T12:00:00Z | Mass-per-mass/ppm harmonization to percent; was mg/kg
SOIL | L_MODV2_SOIL_MG_007 | magnesium | MG | Calculation | Calculation | Calculation | Calculation | Calculation | Calculation | MEASURED | mg/kg | mg1kg-1 | MilliGM-PER-KiloGM | http://qudt.org/vocab/unit/MilliGM-PER-KiloGM |  |  |  | PROVISIONAL | SUPERSEDED | 2024-11-13T12:00:00Z | 2026-04-02T12:00:00Z | Mass-per-mass/ppm harmonization to percent; was mg/kg
SOIL | L_MODV2_SOIL_MG_008 | magnesium | MG | Slurry | Deionized Water | 0.042361 | m/v |  | ICP-OES | MEASURED | meq/L | meq1l-1 | Needs QUDT Discussion | Needs QUDT Discussion |  |  |  | EXPERIMENTAL | VALID | 2024-11-13T12:00:00Z
SOIL | L_MODV2_SOIL_MG_009 | magnesium | MG | Slurry | Deionized Water | 0.055556 | m/v |  | ICP-OES | MEASURED | mg/kg | mg1kg-1 | MilliGM-PER-KiloGM | http://qudt.org/vocab/unit/MilliGM-PER-KiloGM |  |  |  | EXPERIMENTAL | SUPERSEDED | 2024-11-13T12:00:00Z | 2026-04-02T12:00:00Z | Mass-per-mass/ppm harmonization to percent; was mg/kg
SOIL | L_MODV2_SOIL_MG_010 | magnesium | MG | Slurry | Deionized Water | 0.045139 | m/v |  | ICP-OES | MEASURED | mg/kg | mg1kg-1 | MilliGM-PER-KiloGM | http://qudt.org/vocab/unit/MilliGM-PER-KiloGM |  |  |  | EXPERIMENTAL | SUPERSEDED | 2024-11-13T12:00:00Z | 2026-04-02T12:00:00Z | Mass-per-mass/ppm harmonization to percent; was mg/kg
SOIL | L_MODV2_SOIL_MG_011 | magnesium | MG | EPA 3050 | EPA 3050 Digestion (HNO3, H2O2), EPA 6010B (ICP-OES) | 0.052083 | m/v | Heat to 95C, reflux for 15 minutes, cool, then add 5 mL HNO3 and reflux for 30 minutes. Repeat last step as required. | ICP-OES | MEASURED | mg/kg | mg1kg-1 | MilliGM-PER-KiloGM | http://qudt.org/vocab/unit/MilliGM-PER-KiloGM | US-EPA | U.S. EPA. 1996. “Method 3050B: Acid Digestion of Sediments, Sludges, and Soils,” Revision 2. Washington, DC. / EPA Method 3050B (SW-846): Acid Digestion of Sediments, Sludges, and Soils, 1996. |  | OFFICIAL | SUPERSEDED | 2024-11-13T12:00:00Z | 2026-04-03T12:00:00Z | Mass-per-mass/ppm harmonization to percent; was mg/kg; Reagent abbreviation: "EPA 3050 Digestion (Nitric Acid, Hydroge" → "EPA 3050 Digestion (HNO3, H2O2), EPA 601" ¦ 2026-04-03: Final audit fixes applied | Extraction ratio may vary
SOIL | L_MODV2_SOIL_MG_012 | magnesium | MG | EPA 3050A/B | EPA 3050A/B Digestion (HNO3, HCl), EPA 6010B (ICP-OES) | 0.052083 | m/v | Heat to 95C, reflux for 15 minutes, cool, then add 5 mL HNO3 and reflux for 30 minutes. Repeat last step as required. | ICP-OES | MEASURED | mg/kg | mg1kg-1 | MilliGM-PER-KiloGM | http://qudt.org/vocab/unit/MilliGM-PER-KiloGM | US-EPA | U.S. EPA. 1996. “Method 3050B: Acid Digestion of Sediments, Sludges, and Soils,” Revision 2. Washington, DC. / EPA Method 3050B (SW-846): Acid Digestion of Sediments, Sludges, and Soils, 1996. |  | OFFICIAL | SUPERSEDED | 2024-11-13T12:00:00Z | 2026-04-03T12:00:00Z | Mass-per-mass/ppm harmonization to percent; was mg/kg; Reagent abbreviation: "EPA 3050A/B Digestion (Nitric Acid, Hydr" → "EPA 3050A/B Digestion (HNO3, HCl), EPA 6" ¦ 2026-04-03: Final audit fixes applied | Extraction ratio may vary
SOIL | L_MODV2_SOIL_MG_013 | magnesium | MG | EPA 3051A/B | EPA 3051A/B Microwave Digestion (HNO3, HCl), EPA 6010B (ICP-OES) | 0.048611 |  |  |  | MEASURED | mg/kg | mg1kg-1 | MilliGM-PER-KiloGM | http://qudt.org/vocab/unit/MilliGM-PER-KiloGM | US-EPA |  |  | OFFICIAL | SUPERSEDED | 2024-11-13T12:00:00Z | 2026-04-02T12:00:00Z | Mass-per-mass/ppm harmonization to percent; was mg/kg; Reagent abbreviation: "EPA 3051A/B Microwave Digestion (Nitric " → "EPA 3051A/B Microwave Digestion (HNO3, H"
SOIL | L_MODV2_SOIL_MG_014 | magnesium | MG | EPA 3052 | EPA 3052 Microwave Digestion (HNO3, HF), EPA 6010B (ICP-OES) | 0.048611 |  |  |  | MEASURED | mg/kg | mg1kg-1 | MilliGM-PER-KiloGM | http://qudt.org/vocab/unit/MilliGM-PER-KiloGM | US-EPA |  |  | OFFICIAL | SUPERSEDED | 2024-11-13T12:00:00Z | 2026-04-02T12:00:00Z | Mass-per-mass/ppm harmonization to percent; was mg/kg; Reagent abbreviation: "EPA 3052 MIcrowave Digestion (Nitric Aci" → "EPA 3052 Microwave Digestion (HNO3, HF),"
SOIL | L_MODV2_SOIL_MG_015 | magnesium | MG | H3A-1 | H3A-1 Extractant (H3A-1 0.0024 M citric acid + 0.004 M oxalic acid + 0.004 M malic acid at pH 3.75 ) | 0.048611 | m/v | 10 min | ICP-OES | MEASURED | mg/kg | mg1kg-1 | MilliGM-PER-KiloGM | http://qudt.org/vocab/unit/MilliGM-PER-KiloGM |  | Haney, R. L., et al. "Modifications to the new soil extractant H3A-1: A multinutrient extractant." Communications in soil science and plant analysis 41.12 (2010): 1513-1523. |  | PROVISIONAL | SUPERSEDED | 2024-11-13T12:00:00Z | 2026-04-02T12:00:00Z | Mass-per-mass/ppm harmonization to percent; was mg/kg
SOIL | L_MODV2_SOIL_MG_016 | magnesium | MG | Ion Exchange Resin | Resin Extraction - Unibest (0.5 M HCl) | Saturated paste | variable | 24 hrs | ICP-OES | MEASURED | mg/kg | mg1kg-1 | MilliGM-PER-KiloGM | http://qudt.org/vocab/unit/MilliGM-PER-KiloGM | UniBest, Inc | https://www.unibestinc.com/about |  | PROPRIETARY | SUPERSEDED | 2024-11-13T12:00:00Z | 2026-04-02T12:00:00Z | Mass-per-mass/ppm harmonization to percent; was mg/kg
SOIL | L_MODV2_SOIL_MG_017 | magnesium | MG | Ion Exchange Resin | Resin Extraction - Unibest (0.5 M HCl) | Saturated paste | m/v | Varies | ICP-OES | MEASURED | mg/kg | mg1kg-1 | MilliGM-PER-KiloGM | http://qudt.org/vocab/unit/MilliGM-PER-KiloGM | UniBest, Inc | https://www.unibestinc.com/about |  | PROPRIETARY | SUPERSEDED | 2024-11-13T12:00:00Z | 2026-04-02T12:00:00Z | Mass-per-mass/ppm harmonization to percent; was mg/kg
SOIL | L_MODV2_SOIL_MG_018 | magnesium | MG | Lancaster | Lancaster Extraction (Solution A:0.05 M HCl, Solution B: 1.57 M glacial acetic acid, 0.063 M malonic acid, 0.089 M malic acid, 0.032 M ammonium fluoride, 0.012 M aluminum chloride hexahydrate) | 0.045139 | m/v | Soil+Solution A, sit for 10 minutes. Add Solution B, shake for 10 minutes | ICP-OES | MEASURED | mg/kg | mg1kg-1 | MilliGM-PER-KiloGM | http://qudt.org/vocab/unit/MilliGM-PER-KiloGM | SERA-6 | Soil Test Methods From the Southeastern United States, SERA-IEG-6, 2014, Chapter 4.4 |  | OFFICIAL | SUPERSEDED | 2024-11-13T12:00:00Z | 2026-04-02T12:00:00Z | Mass-per-mass/ppm harmonization to percent; was mg/kg
SOIL | L_MODV2_SOIL_MG_019 | magnesium | MG | Mehlich 1 | Mehlich 1 (0.05 M HCl + 0.0125 M H2SO4) | 0.045139 | m/v | 5 min | ICP-OES, AAS | MEASURED | mg/kg | mg1kg-1 | MilliGM-PER-KiloGM | http://qudt.org/vocab/unit/MilliGM-PER-KiloGM | SERA-6 | Soil Test Methods From the Southeastern United States, SERA-IEG-6, 2014, Chapter 4.2 |  | OFFICIAL | SUPERSEDED | 2024-11-13T12:00:00Z | 2026-04-03T12:00:00Z | Mass-per-mass/ppm harmonization to percent; was mg/kg ¦ 2026-04-03: Terminology harmonization — cross-matrix consistency pass.
SOIL | L_MODV2_SOIL_MG_020 | magnesium | MG | Mehlich 2 | Mehlich 2 (0.2 N CH3COOH + 0.015 N NH4F + 0.2 N NH4Cl + 0.012 N HCl) | 0.048611 | m/v | 5 min | ICP-OES, AAS | MEASURED | mg/kg | mg1kg-1 | MilliGM-PER-KiloGM | http://qudt.org/vocab/unit/MilliGM-PER-KiloGM | NCSU | Mehlich A. 1978. New extractant for soil test evaluation of phosphorus, potassium, magnesium, calcium, sodium, manganese and zinc. Commun Soil Sci Plant Anal 9(6):477-92. |  | OFFICIAL | SUPERSEDED | 2024-11-13T12:00:00Z | 2026-04-03T12:00:00Z | Mass-per-mass/ppm harmonization to percent; was mg/kg ¦ 2026-04-03: Terminology harmonization — cross-matrix consistency pass. ¦ 2026-04-03: Terminology and chemical naming standardization pass.
SOIL | L_MODV2_SOIL_MG_021 | magnesium | MG | Mehlich 3 | Mehlich 3 (0.2 N CH3COOH + 0.25 N NH4NO3 + 0.013 N HNO3 + 0.015 N NH4F + 0.001 M EDTA) | 0.048611 | v/v | 5 min | ICP-OES, AAS | MEASURED | mg/L | mg1L-1 | MilliGM-PER-L | http://qudt.org/vocab/unit/MilliGM-PER-L | SERA-6 | Soil Test Methods From the Southeastern United States, SERA-IEG-6, 2014, Chapter 4.3 |  | OFFICIAL | VALID | 2024-11-13T12:00:00Z | 2026-04-03T12:00:00Z | 2026-04-03: Terminology harmonization — cross-matrix consistency pass. ¦ 2026-04-03: Terminology and chemical naming standardization pass.
SOIL | L_MODV2_SOIL_MG_022 | magnesium | MG | Mehlich 3 | Mehlich 3 (0.2 N CH3COOH + 0.25 N NH4NO3 + 0.013 N HNO3 + 0.015 N NH4F + 0.001 M EDTA) | 0.048611 | m/v | 5 min | ICP-OES, AAS | MEASURED | mg/kg | mg1kg-1 | MilliGM-PER-KiloGM | http://qudt.org/vocab/unit/MilliGM-PER-KiloGM | SERA-6, NCERA-13, NECC-1812 | Soil Test Methods From the Southeastern United States, SERA-IEG-6, 2014, Chapter 4.3 |  | OFFICIAL | SUPERSEDED | 2024-11-13T12:00:00Z | 2026-04-03T12:00:00Z | Mass-per-mass/ppm harmonization to percent; was mg/kg ¦ 2026-04-03: Terminology harmonization — cross-matrix consistency pass. ¦ 2026-04-03: Terminology and chemical naming standardization pass.
SOIL | L_MODV2_SOIL_MG_023 | magnesium | MG | Morgan | Morgan (0.72 N NaOAc + 0.52 N CH3COOH) | 0.045139 | v/v | 15 min | ICP-OES, AAS | MEASURED | mg/kg | mg1kg-1 | MilliGM-PER-KiloGM | http://qudt.org/vocab/unit/MilliGM-PER-KiloGM | NECC-1812 | Recommended Soil Testing Procedures for the Northeastern United States, NECC-1812 Publication No. 493, 3rd Edition, 2011, Chapter 5. |  | OFFICIAL | SUPERSEDED | 2024-11-13T12:00:00Z | 2026-04-03T12:00:00Z | Mass-per-mass/ppm harmonization to percent; was mg/kg ¦ 2026-04-03: Terminology harmonization — cross-matrix consistency pass.
SOIL | L_MODV2_SOIL_MG_024 | magnesium | MG | Modified Morgan | Modified Morgan (0.62 N NH4OH + 1.25 N CH3COOH) | 0.048611 | m/v | 15 min | ICP-OES, AAS | MEASURED | mg/kg | mg1kg-1 | MilliGM-PER-KiloGM | http://qudt.org/vocab/unit/MilliGM-PER-KiloGM | NECC-1812 | Recommended Soil Testing Procedures for the Northeastern United States, NECC-1812 Publication No. 493, 3rd Edition, 2011, Chapter 5. |  | OFFICIAL | SUPERSEDED | 2024-11-13T12:00:00Z | 2026-04-03T12:00:00Z | Mass-per-mass/ppm harmonization to percent; was mg/kg ¦ 2026-04-03: Terminology harmonization — cross-matrix consistency pass.
SOIL | L_MODV2_SOIL_MG_025 | magnesium | MG | Nitric Acid |  |  |  |  | ICP-OES | MEASURED | % | prcnt | PERCENT | http://qudt.org/vocab/unit/PERCENT |  |  |  | EXPERIMENTAL | RETIRED | 2024-11-13T12:00:00Z | 2026-04-02T12:00:00Z | Analyte Measurement Method clarified: ICP → ICP-OES
SOIL | L_MODV2_SOIL_MG_026 | magnesium | MG | Plant Root Simulator | Plant Root Simulator - PRS | Saturated paste | in situ probe | 24 hrs | ICP-OES | MEASURED | mg/m2 | mg1[m2]-1 | MilliGM-PER-M2 | http://qudt.org/vocab/unit/MilliGM-PER-M2 | Western Ag Innovations | 2013. Ion Supply Rates Using PRS® Probes, pp. 1149-152 in R. O. Miller, R Gavlak and D Horneck, eds. Soil, Plant and Water Reference Methods for the Western Region. WREP-125, 4th Edition. |  | PROPRIETARY | VALID | 2024-11-13T12:00:00Z
SOIL | L_MODV2_SOIL_MG_027 | magnesium | MG | Plant Root Simulator | Plant Root Simulator - PRS | Saturated paste | in situ probe | 180 min | ICP-OES | MEASURED | mg/m2 | mg1[m2]-1 | MilliGM-PER-M2 | http://qudt.org/vocab/unit/MilliGM-PER-M2 | Western Ag Innovations | 2013. Ion Supply Rates Using PRS® Probes, pp. 1149-152 in R. O. Miller, R Gavlak and D Horneck, eds. Soil, Plant and Water Reference Methods for the Western Region. WREP-125, 4th Edition. |  | PROPRIETARY | VALID | 2024-11-13T12:00:00Z
SOIL | L_MODV2_SOIL_MG_028 | magnesium | MG | Plant Root Simulator | Plant Root Simulator - PRS | Saturated paste | m/v |  | ICP-OES | MEASURED | mg/kg | mg1kg-1 | MilliGM-PER-KiloGM | http://qudt.org/vocab/unit/MilliGM-PER-KiloGM |  |  |  | EXPERIMENTAL | SUPERSEDED | 2024-11-13T12:00:00Z | 2026-04-02T12:00:00Z | Mass-per-mass/ppm harmonization to percent; was mg/kg
SOIL | L_MODV2_SOIL_MG_029 | magnesium | MG | Potassium Chloride | 1.0 N KCl | 0.048611 | m/v |  | ICP-OES, AAS | MEASURED | mg/kg | mg1kg-1 | MilliGM-PER-KiloGM | http://qudt.org/vocab/unit/MilliGM-PER-KiloGM |  |  |  | EXPERIMENTAL | SUPERSEDED | 2024-11-13T12:00:00Z | 2026-04-03T12:00:00Z | Mass-per-mass/ppm harmonization to percent; was mg/kg ¦ 2026-04-03: Terminology harmonization — cross-matrix consistency pass.
SOIL | L_MODV2_SOIL_MG_030 | magnesium | MG | Saturated paste | Soil saturated with DI water, subsequent extraction and retained for analysis | Saturated paste | m/m | 4 hrs | ICP-OES, AAS | MEASURED | meq/L | meq1l-1 | Needs QUDT Discussion | Needs QUDT Discussion | USDA | US Salinity Staff, 1954. L.A Richards (ed.) Diagnosis and improvement of saline alkali soils. 160 p. USDA Handb. 60 US Govt. Print Office, Washington DC. |  | OFFICIAL | VALID | 2024-11-13T12:00:00Z | 2026-04-03T12:00:00Z | 2026-04-03: Terminology harmonization — cross-matrix consistency pass.
SOIL | L_MODV2_SOIL_MG_031 | magnesium | MG | Truog | Truog, 0.002 N H2S04 buffered with NH4HS04, pH 3.0 | 0.18056 | m/v | 30 min | ICP-OES | MEASURED | mg/kg | mg1kg-1 | MilliGM-PER-KiloGM | http://qudt.org/vocab/unit/MilliGM-PER-KiloGM |  |  |  | PROVISIONAL | SUPERSEDED | 2024-11-13T12:00:00Z | 2026-04-03T12:00:00Z | Mass-per-mass/ppm harmonization to percent; was mg/kg ¦ 2026-04-03: Terminology and chemical naming standardization pass.
SOIL | L_MODV2_SOIL_MG_032 | magnesium | MG | Ammonium Acetate | 1.0 N Ammonium Acetate, pH 7.0 | 0.048611 | m/v | 5 min | ICP-OES, AAS | MEASURED | % | prcnt | PERCENT | http://qudt.org/vocab/unit/PERCENT | NCERA-13 | North Central Regional Research Publication No. 221 (Revised 2015), Chapter 7, pp 7.1-7.3 |  | OFFICIAL | CANDIDATE | 2026-04-02T12:00:00Z
SOIL | L_MODV2_SOIL_MG_033 | magnesium | MG | Calcium Chloride | 0.01 M CaCl2 | 0.048611 | m/v | 120 min | ICP-OES | MEASURED | % | prcnt | PERCENT | http://qudt.org/vocab/unit/PERCENT | WEPAL | Houba, V.J.G.; Novozamsky, I.; Lexmond, T.M.; Van der Lee, J.J., 2008. Applicability of 0.01 M CaCl2 as a single extraction solution for the assessment of the nutrient status of soils and other diagnostic purposes. Communications in Soil Science and Plant Analysis, Volume 21, 1990 - Issue 19-20. |  | OFFICIAL | CANDIDATE | 2026-04-02T12:00:00Z
SOIL | L_MODV2_SOIL_MG_034 | magnesium | MG | Calculation | Calculation | Calculation | Calculation | Calculation | Calculation | MEASURED | % | prcnt | PERCENT | http://qudt.org/vocab/unit/PERCENT |  |  |  | PROVISIONAL | CANDIDATE | 2026-04-02T12:00:00Z
SOIL | L_MODV2_SOIL_MG_035 | magnesium | MG | Slurry | Deionized Water | 0.055556 | m/v |  | ICP-OES | MEASURED | % | prcnt | PERCENT | http://qudt.org/vocab/unit/PERCENT |  |  |  | EXPERIMENTAL | CANDIDATE | 2026-04-02T12:00:00Z
SOIL | L_MODV2_SOIL_MG_036 | magnesium | MG | Slurry | Deionized Water | 0.045139 | m/v |  | ICP-OES | MEASURED | % | prcnt | PERCENT | http://qudt.org/vocab/unit/PERCENT |  |  |  | EXPERIMENTAL | CANDIDATE | 2026-04-02T12:00:00Z
SOIL | L_MODV2_SOIL_MG_037 | magnesium | MG | EPA 3050 | EPA 3050 Digestion (HNO3, H2O2), EPA 6010B (ICP-OES) | 0.052083 | m/v | Heat to 95C, reflux for 15 minutes, cool, then add 5 mL HNO3 and reflux for 30 minutes. Repeat last step as required. | ICP-OES | MEASURED | % | prcnt | PERCENT | http://qudt.org/vocab/unit/PERCENT | US-EPA | U.S. EPA. 1996. “Method 3050B: Acid Digestion of Sediments, Sludges, and Soils,” Revision 2. Washington, DC. / EPA Method 3050B (SW-846): Acid Digestion of Sediments, Sludges, and Soils, 1996. |  | OFFICIAL | CANDIDATE | 2026-04-02T12:00:00Z |  |  | Extraction ratio may vary
SOIL | L_MODV2_SOIL_MG_038 | magnesium | MG | EPA 3050A/B | EPA 3050A/B Digestion (HNO3, HCl), EPA 6010B (ICP-OES) | 0.052083 | m/v | Heat to 95C, reflux for 15 minutes, cool, then add 5 mL HNO3 and reflux for 30 minutes. Repeat last step as required. | ICP-OES | MEASURED | % | prcnt | PERCENT | http://qudt.org/vocab/unit/PERCENT | US-EPA | U.S. EPA. 1996. “Method 3050B: Acid Digestion of Sediments, Sludges, and Soils,” Revision 2. Washington, DC. / EPA Method 3050B (SW-846): Acid Digestion of Sediments, Sludges, and Soils, 1996. |  | OFFICIAL | CANDIDATE | 2026-04-02T12:00:00Z |  |  | Extraction ratio may vary
SOIL | L_MODV2_SOIL_MG_039 | magnesium | MG | EPA 3051A/B | EPA 3051A/B Microwave Digestion (HNO3, HCl), EPA 6010B (ICP-OES) | 0.048611 |  |  |  | MEASURED | % | prcnt | PERCENT | http://qudt.org/vocab/unit/PERCENT | US-EPA |  |  | OFFICIAL | CANDIDATE | 2026-04-02T12:00:00Z
SOIL | L_MODV2_SOIL_MG_040 | magnesium | MG | EPA 3052 | EPA 3052 Microwave Digestion (HNO3, HF), EPA 6010B (ICP-OES) | 0.048611 |  |  |  | MEASURED | % | prcnt | PERCENT | http://qudt.org/vocab/unit/PERCENT | US-EPA |  |  | OFFICIAL | CANDIDATE | 2026-04-02T12:00:00Z
SOIL | L_MODV2_SOIL_MG_041 | magnesium | MG | H3A-1 | H3A-1 Extractant (H3A-1 0.0024 M citric acid + 0.004 M oxalic acid + 0.004 M malic acid at pH 3.75 ) | 0.048611 | m/v | 10 min | ICP-OES | MEASURED | % | prcnt | PERCENT | http://qudt.org/vocab/unit/PERCENT |  | Haney, R. L., et al. "Modifications to the new soil extractant H3A-1: A multinutrient extractant." Communications in soil science and plant analysis 41.12 (2010): 1513-1523. |  | PROVISIONAL | CANDIDATE | 2026-04-02T12:00:00Z
SOIL | L_MODV2_SOIL_MG_042 | magnesium | MG | Ion Exchange Resin | Resin Extraction - Unibest (0.5 M HCl) | Saturated paste | variable | 24 hrs | ICP-OES | MEASURED | % | prcnt | PERCENT | http://qudt.org/vocab/unit/PERCENT | UniBest, Inc | https://www.unibestinc.com/about |  | PROPRIETARY | CANDIDATE | 2026-04-02T12:00:00Z
SOIL | L_MODV2_SOIL_MG_043 | magnesium | MG | Ion Exchange Resin | Resin Extraction - Unibest (0.5 M HCl) | Saturated paste | m/v | Varies | ICP-OES | MEASURED | % | prcnt | PERCENT | http://qudt.org/vocab/unit/PERCENT | UniBest, Inc | https://www.unibestinc.com/about |  | PROPRIETARY | CANDIDATE | 2026-04-02T12:00:00Z
SOIL | L_MODV2_SOIL_MG_044 | magnesium | MG | Lancaster | Lancaster Extraction (Solution A:0.05 M HCl, Solution B: 1.57 M glacial acetic acid, 0.063 M malonic acid, 0.089 M malic acid, 0.032 M ammonium fluoride, 0.012 M aluminum chloride hexahydrate) | 0.045139 | m/v | Soil+Solution A, sit for 10 minutes. Add Solution B, shake for 10 minutes | ICP-OES | MEASURED | % | prcnt | PERCENT | http://qudt.org/vocab/unit/PERCENT | SERA-6 | Soil Test Methods From the Southeastern United States, SERA-IEG-6, 2014, Chapter 4.4 |  | OFFICIAL | CANDIDATE | 2026-04-02T12:00:00Z
SOIL | L_MODV2_SOIL_MG_045 | magnesium | MG | Mehlich 1 | Mehlich 1 (0.05 M HCl + 0.0125 M H2SO4) | 0.045139 | m/v | 5 min | ICP-OES, AAS | MEASURED | % | prcnt | PERCENT | http://qudt.org/vocab/unit/PERCENT | SERA-6 | Soil Test Methods From the Southeastern United States, SERA-IEG-6, 2014, Chapter 4.2 |  | OFFICIAL | CANDIDATE | 2026-04-02T12:00:00Z
SOIL | L_MODV2_SOIL_MG_046 | magnesium | MG | Mehlich 2 | Mehlich 2 (0.2 N CH3COOH + 0.015 N NH4F + 0.2 N NH4Cl + 0.012 N HCl) | 0.048611 | m/v | 5 min | ICP-OES, AAS | MEASURED | % | prcnt | PERCENT | http://qudt.org/vocab/unit/PERCENT | NCSU | Mehlich A. 1978. New extractant for soil test evaluation of phosphorus, potassium, magnesium, calcium, sodium, manganese and zinc. Commun Soil Sci Plant Anal 9(6):477-92. |  | OFFICIAL | CANDIDATE | 2026-04-02T12:00:00Z
SOIL | L_MODV2_SOIL_MG_047 | magnesium | MG | Mehlich 3 | Mehlich 3 (0.2 N CH3COOH + 0.25 N NH4NO3 + 0.013 N HNO3 + 0.015 N NH4F + 0.001 M EDTA) | 0.048611 | m/v | 5 min | ICP-OES, AAS | MEASURED | % | prcnt | PERCENT | http://qudt.org/vocab/unit/PERCENT | SERA-6, NCERA-13, NECC-1812 | Soil Test Methods From the Southeastern United States, SERA-IEG-6, 2014, Chapter 4.3 |  | OFFICIAL | CANDIDATE | 2026-04-02T12:00:00Z
SOIL | L_MODV2_SOIL_MG_048 | magnesium | MG | Morgan | Morgan (0.72 N NaOAc + 0.52 N CH3COOH) | 0.045139 | v/v | 15 min | ICP-OES, AAS | MEASURED | % | prcnt | PERCENT | http://qudt.org/vocab/unit/PERCENT | NECC-1812 | Recommended Soil Testing Procedures for the Northeastern United States, NECC-1812 Publication No. 493, 3rd Edition, 2011, Chapter 5. |  | OFFICIAL | CANDIDATE | 2026-04-02T12:00:00Z
SOIL | L_MODV2_SOIL_MG_049 | magnesium | MG | Modified Morgan | Modified Morgan (0.62 N NH4OH + 1.25 N CH3COOH) | 0.048611 | m/v | 15 min | ICP-OES, AAS | MEASURED | % | prcnt | PERCENT | http://qudt.org/vocab/unit/PERCENT | NECC-1812 | Recommended Soil Testing Procedures for the Northeastern United States, NECC-1812 Publication No. 493, 3rd Edition, 2011, Chapter 5. |  | OFFICIAL | CANDIDATE | 2026-04-02T12:00:00Z
SOIL | L_MODV2_SOIL_MG_050 | magnesium | MG | Plant Root Simulator | Plant Root Simulator - PRS | Saturated paste | m/v |  | ICP-OES | MEASURED | % | prcnt | PERCENT | http://qudt.org/vocab/unit/PERCENT |  |  |  | EXPERIMENTAL | CANDIDATE | 2026-04-02T12:00:00Z
SOIL | L_MODV2_SOIL_MG_051 | magnesium | MG | Potassium Chloride | 1.0 N KCl | 0.048611 | m/v |  | ICP-OES, AAS | MEASURED | % | prcnt | PERCENT | http://qudt.org/vocab/unit/PERCENT |  |  |  | EXPERIMENTAL | CANDIDATE | 2026-04-02T12:00:00Z
SOIL | L_MODV2_SOIL_MG_052 | magnesium | MG | Truog | Truog, 0.002 N H2S04 buffered with NH4HS04, pH 3.0 | 0.18056 | m/v | 30 min | ICP-OES | MEASURED | % | prcnt | PERCENT | http://qudt.org/vocab/unit/PERCENT |  |  |  | PROVISIONAL | CANDIDATE | 2026-04-02T12:00:00Z
SOIL | L_MODV2_SOIL_MGINDEX_001 | magnesium index | MGINDEX | Mehlich 3 |  |  |  |  | Calculation | CALCULATION |  | none | UNITLESS | Needs QUDT Discussion |  |  |  | EXPERIMENTAL | RETIRED | 2024-11-13T12:00:00Z
SOIL | L_MODV2_SOIL_MN_001 | manganese | MN | Calcium Chloride | 0.01 M CaCl2 | 0.048611 | m/v | 120 min | ICP-OES | MEASURED | mg/kg | mg1kg-1 | MilliGM-PER-KiloGM | http://qudt.org/vocab/unit/MilliGM-PER-KiloGM | WEPAL | Houba, V.J.G.; Novozamsky, I.; Lexmond, T.M.; Van der Lee, J.J., 2008. Applicability of 0.01 M CaCl2 as a single extraction solution for the assessment of the nutrient status of soils and other diagnostic purposes. Communications in Soil Science and Plant Analysis, Volume 21, 1990 - Issue 19-20. |  | OFFICIAL | SUPERSEDED | 2024-11-13T12:00:00Z | 2026-04-02T12:00:00Z | Mass-per-mass/ppm harmonization to percent; was mg/kg
SOIL | L_MODV2_SOIL_MN_002 | manganese | MN | DTPA | DTPA (0.005 M DTPA, 0.01 M CaCl2 and 0.10 M Triethanolamine adjusted to pH 7.3) | 0.043056 | m/v | 120 min | ICP-OES, AAS | MEASURED | mg/kg | mg1kg-1 | MilliGM-PER-KiloGM | http://qudt.org/vocab/unit/MilliGM-PER-KiloGM | WERA-103, SERA 6 | Soil, Plant and Water Reference Methods for the Western Region, 4th Edition, 2013, WERA-103. Method S-6.10 |  | OFFICIAL | SUPERSEDED | 2024-11-13T12:00:00Z | 2026-04-03T12:00:00Z | Mass-per-mass/ppm harmonization to percent; was mg/kg ¦ 2026-04-03: Terminology harmonization — cross-matrix consistency pass.
SOIL | L_MODV2_SOIL_MN_003 | manganese | MN | DTPA-Sorbitol | DTPA-Sorbitol (0.005 M DTPA, 0.01 M CaCl2 and 0.10 M Triethanolamine and 0.20 M of Sorbitol, adjusted to pH 7.3 and .) | 0.043056 | m/v | 120 min | ICP-OES | MEASURED | mg/kg | mg1kg-1 | MilliGM-PER-KiloGM | http://qudt.org/vocab/unit/MilliGM-PER-KiloGM | WERA-103, SERA 6 | Soil, Plant and Water Reference Methods for the Western Region, 4th Edition, 2013, WERA-103. Method S-6.12 |  | OFFICIAL | SUPERSEDED | 2024-11-13T12:00:00Z | 2026-04-03T12:00:00Z | Mass-per-mass/ppm harmonization to percent; was mg/kg ¦ 2026-04-03: Terminology and chemical naming standardization pass.
SOIL | L_MODV2_SOIL_MN_004 | manganese | MN | EDTA | EDTA (0.04 M EDTA) | 0.00072338 | m/v | 120 min | AAS | MEASURED | mg/kg | mg1kg-1 | MilliGM-PER-KiloGM | http://qudt.org/vocab/unit/MilliGM-PER-KiloGM | NZJAR | R. G. McLaren , R. S. Swift & B. F. Quin (1984) EDTA-extractable copper, zinc, and manganese in soils of the Canterbury Plains, New Zealand Journal of Agricultural Research |  | PROVISIONAL | SUPERSEDED | 2024-11-13T12:00:00Z | 2026-04-02T12:00:00Z | Mass-per-mass/ppm harmonization to percent; was mg/kg
SOIL | L_MODV2_SOIL_MN_005 | manganese | MN | EPA 3050 | EPA 3050 Digestion (HNO3, H2O2), EPA 6010B (ICP-OES) | 0.052083 | m/v | Heat to 95C, reflux for 15 minutes, cool, then add 5 mL HNO3 and reflux for 30 minutes. Repeat last step as required. | ICP-OES | MEASURED | mg/kg | mg1kg-1 | MilliGM-PER-KiloGM | http://qudt.org/vocab/unit/MilliGM-PER-KiloGM | US-EPA | U.S. EPA. 1996. “Method 3050B: Acid Digestion of Sediments, Sludges, and Soils,” Revision 2. Washington, DC. / EPA Method 3050B (SW-846): Acid Digestion of Sediments, Sludges, and Soils, 1996. |  | OFFICIAL | SUPERSEDED | 2024-11-13T12:00:00Z | 2026-04-03T12:00:00Z | Mass-per-mass/ppm harmonization to percent; was mg/kg; Reagent abbreviation: "EPA 3050 Digestion (Nitric Acid, Hydroge" → "EPA 3050 Digestion (HNO3, H2O2), EPA 601" ¦ 2026-04-03: Final audit fixes applied | Extraction ratio may vary
SOIL | L_MODV2_SOIL_MN_006 | manganese | MN | EPA 3050A/B | EPA 3050A/B Digestion (HNO3, HCl), EPA 6010B (ICP-OES) | 0.052083 | m/v | Heat to 95C, reflux for 15 minutes, cool, then add 5 mL HNO3 and reflux for 30 minutes. Repeat last step as required. | ICP-OES | MEASURED | mg/kg | mg1kg-1 | MilliGM-PER-KiloGM | http://qudt.org/vocab/unit/MilliGM-PER-KiloGM | US-EPA | U.S. EPA. 1996. “Method 3050B: Acid Digestion of Sediments, Sludges, and Soils,” Revision 2. Washington, DC. / EPA Method 3050B (SW-846): Acid Digestion of Sediments, Sludges, and Soils, 1996. |  | OFFICIAL | SUPERSEDED | 2024-11-13T12:00:00Z | 2026-04-03T12:00:00Z | Mass-per-mass/ppm harmonization to percent; was mg/kg; Reagent abbreviation: "EPA 3050A/B Digestion (Nitric Acid, Hydr" → "EPA 3050A/B Digestion (HNO3, HCl), EPA 6" ¦ 2026-04-03: Final audit fixes applied | Extraction ratio may vary
SOIL | L_MODV2_SOIL_MN_007 | manganese | MN | EPA 3051A/B | EPA 3051A/B Microwave Digestion (HNO3, HCl), EPA 6010B (ICP-OES) | 0.048611 |  |  |  | MEASURED | mg/kg | mg1kg-1 | MilliGM-PER-KiloGM | http://qudt.org/vocab/unit/MilliGM-PER-KiloGM | US-EPA |  |  | OFFICIAL | SUPERSEDED | 2024-11-13T12:00:00Z | 2026-04-02T12:00:00Z | Mass-per-mass/ppm harmonization to percent; was mg/kg; Reagent abbreviation: "EPA 3051A/B Microwave Digestion (Nitric " → "EPA 3051A/B Microwave Digestion (HNO3, H"
SOIL | L_MODV2_SOIL_MN_008 | manganese | MN | EPA 3052 | EPA 3052 Microwave Digestion (HNO3, HF), EPA 6010B (ICP-OES) | 0.048611 |  |  |  | MEASURED | mg/kg | mg1kg-1 | MilliGM-PER-KiloGM | http://qudt.org/vocab/unit/MilliGM-PER-KiloGM | US-EPA |  |  | OFFICIAL | SUPERSEDED | 2024-11-13T12:00:00Z | 2026-04-02T12:00:00Z | Mass-per-mass/ppm harmonization to percent; was mg/kg; Reagent abbreviation: "EPA 3052 MIcrowave Digestion (Nitric Aci" → "EPA 3052 Microwave Digestion (HNO3, HF),"
SOIL | L_MODV2_SOIL_MN_009 | manganese | MN | Hydrochloric Acid | 0.1 M HCl | 0.044444 | m/v | 30 min | ICP-OES, AAS | MEASURED | mg/kg | mg1kg-1 | MilliGM-PER-KiloGM | http://qudt.org/vocab/unit/MilliGM-PER-KiloGM | NCERA-13, NECC-1812 | North Central Regional Research Publication No. 221 (Revised 2015), Chapter 9, pp 9.2-9.3 |  | OFFICIAL | SUPERSEDED | 2024-11-13T12:00:00Z | 2026-04-03T12:00:00Z | Mass-per-mass/ppm harmonization to percent; was mg/kg ¦ 2026-04-03: Terminology harmonization — cross-matrix consistency pass. ¦ 2026-04-03: Terminology and chemical naming standardization pass.
SOIL | L_MODV2_SOIL_MN_010 | manganese | MN | Ion Exchange Resin | Resin Extraction - Unibest (0.5 M HCl) | Saturated paste | in situ capsule | 4 days, 1 hour acid leaching | ICP-OES | MEASURED | mg/kg | mg1kg-1 | MilliGM-PER-KiloGM | http://qudt.org/vocab/unit/MilliGM-PER-KiloGM | UniBest, Inc | https://www.unibestinc.com/about |  | PROPRIETARY | SUPERSEDED | 2024-11-13T12:00:00Z | 2026-04-02T12:00:00Z | Mass-per-mass/ppm harmonization to percent; was mg/kg
SOIL | L_MODV2_SOIL_MN_011 | manganese | MN | Lancaster | Lancaster Extraction (Solution A:0.05 M HCl, Solution B: 1.57 M glacial acetic acid, 0.063 M malonic acid, 0.089 M malic acid, 0.032 M ammonium fluoride, 0.012 M aluminum chloride hexahydrate) | 0.045139 | m/v | Soil+Solution A, sit for 10 minutes. Add Solution B, shake for 10 minutes | ICP-OES | MEASURED | mg/kg | mg1kg-1 | MilliGM-PER-KiloGM | http://qudt.org/vocab/unit/MilliGM-PER-KiloGM | SERA-6 | Soil Test Methods From the Southeastern United States, SERA-IEG-6, 2014, Chapter 4.4 |  | PROVISIONAL | SUPERSEDED | 2024-11-13T12:00:00Z | 2026-04-02T12:00:00Z | Mass-per-mass/ppm harmonization to percent; was mg/kg
SOIL | L_MODV2_SOIL_MN_012 | manganese | MN | Mehlich 1 | Mehlich 1 (0.05 M HCl + 0.0125 M H2SO4) | 0.045139 | m/v | 5 min | ICP-OES, AAS | MEASURED | mg/kg | mg1kg-1 | MilliGM-PER-KiloGM | http://qudt.org/vocab/unit/MilliGM-PER-KiloGM | SERA-6 | Soil Test Methods From the Southeastern United States, SERA-IEG-6, 2014, Chapter 4.2 |  | OFFICIAL | SUPERSEDED | 2024-11-13T12:00:00Z | 2026-04-03T12:00:00Z | Mass-per-mass/ppm harmonization to percent; was mg/kg ¦ 2026-04-03: Terminology harmonization — cross-matrix consistency pass.
SOIL | L_MODV2_SOIL_MN_013 | manganese | MN | Mehlich 2 | Mehlich 2 (0.2 N CH3COOH + 0.015 N NH4F + 0.2 N NH4Cl + 0.012 N HCl) | 0.048611 | m/v | 5 min | ICP-OES, AAS | MEASURED | mg/kg | mg1kg-1 | MilliGM-PER-KiloGM | http://qudt.org/vocab/unit/MilliGM-PER-KiloGM | NCSU | Mehlich A. 1978. New extractant for soil test evaluation of phosphorus, potassium, magnesium, calcium, sodium, manganese and zinc. Commun Soil Sci Plant Anal 9(6):477-92. |  | OFFICIAL | SUPERSEDED | 2024-11-13T12:00:00Z | 2026-04-03T12:00:00Z | Mass-per-mass/ppm harmonization to percent; was mg/kg ¦ 2026-04-03: Terminology harmonization — cross-matrix consistency pass. ¦ 2026-04-03: Terminology and chemical naming standardization pass.
SOIL | L_MODV2_SOIL_MN_014 | manganese | MN | Mehlich 3 | Mehlich 3 (0.2 N CH3COOH + 0.25 N NH4NO3 + 0.013 N HNO3 + 0.015 N NH4F + 0.001 M EDTA) | 0.048611 | v/v | 5 min | ICP-OES, AAS | MEASURED | mg/L | mg1L-1 | MilliGM-PER-L | http://qudt.org/vocab/unit/MilliGM-PER-L | SERA-6 | Soil Test Methods From the Southeastern United States, SERA-IEG-6, 2014, Chapter 4.3 |  | OFFICIAL | VALID | 2024-11-13T12:00:00Z | 2026-04-03T12:00:00Z | 2026-04-03: Terminology harmonization — cross-matrix consistency pass. ¦ 2026-04-03: Terminology and chemical naming standardization pass.
SOIL | L_MODV2_SOIL_MN_015 | manganese | MN | Mehlich 3 | Mehlich 3 (0.2 N CH3COOH + 0.25 N NH4NO3 + 0.013 N HNO3 + 0.015 N NH4F + 0.001 M EDTA) | 0.048611 | m/v | 5 min | ICP-OES, AAS | MEASURED | mg/kg | mg1kg-1 | MilliGM-PER-KiloGM | http://qudt.org/vocab/unit/MilliGM-PER-KiloGM | SERA-6, NCERA-13, NECC-1812 | Soil Test Methods From the Southeastern United States, SERA-IEG-6, 2014, Chapter 4.3 |  | OFFICIAL | SUPERSEDED | 2024-11-13T12:00:00Z | 2026-04-03T12:00:00Z | Mass-per-mass/ppm harmonization to percent; was mg/kg ¦ 2026-04-03: Terminology harmonization — cross-matrix consistency pass. ¦ 2026-04-03: Terminology and chemical naming standardization pass.
SOIL | L_MODV2_SOIL_MN_016 | manganese | MN | Morgan | Morgan (0.72 N NaOAc + 0.52 N CH3COOH) | 0.045139 | v/v | 15 min | Spectrophotometric | MEASURED | mg/kg | mg1kg-1 | MilliGM-PER-KiloGM | http://qudt.org/vocab/unit/MilliGM-PER-KiloGM | NECC-1812 | Recommended Soil Testing Procedures for the Northeastern United States, NECC-1812 Publication No. 493, 3rd Edition, 2011, Chapter 5. |  | OFFICIAL | SUPERSEDED | 2024-11-13T12:00:00Z | 2026-04-02T12:00:00Z | Mass-per-mass/ppm harmonization to percent; was mg/kg
SOIL | L_MODV2_SOIL_MN_017 | manganese | MN | Modified Morgan | Modified Morgan (0.62 N NH4OH + 1.25 N CH3COOH) | 0.048611 | m/v | 15 min | ICP-OES | MEASURED | mg/kg | mg1kg-1 | MilliGM-PER-KiloGM | http://qudt.org/vocab/unit/MilliGM-PER-KiloGM | NECC-1812 | Recommended Soil Testing Procedures for the Northeastern United States, NECC-1812 Publication No. 493, 3rd Edition, 2011, Chapter 5. |  | OFFICIAL | SUPERSEDED | 2024-11-13T12:00:00Z | 2026-04-02T12:00:00Z | Mass-per-mass/ppm harmonization to percent; was mg/kg
SOIL | L_MODV2_SOIL_MN_018 | manganese | MN | Nitric Acid |  |  |  |  | ICP-OES | MEASURED | mg/kg | mg1kg-1 | MilliGM-PER-KiloGM | http://qudt.org/vocab/unit/MilliGM-PER-KiloGM |  |  |  | EXPERIMENTAL | RETIRED | 2024-11-13T12:00:00Z | 2026-04-02T12:00:00Z | Analyte Measurement Method clarified: ICP → ICP-OES
SOIL | L_MODV2_SOIL_MN_019 | manganese | MN | Phosphoric Acid | Phosphoric Acid (0.033 M H3PO) | 0.048611 | m/v | 10 min | ICP-OES, AAS | MEASURED | mg/kg | mg1kg-1 | MilliGM-PER-KiloGM | http://qudt.org/vocab/unit/MilliGM-PER-KiloGM | NCERA-13 | North Central Regional Research Publication No. 221 (Revised 2015), Chapter 9, p 9.3 |  | OFFICIAL | SUPERSEDED | 2024-11-13T12:00:00Z | 2026-04-03T12:00:00Z | Mass-per-mass/ppm harmonization to percent; was mg/kg ¦ 2026-04-03: Terminology harmonization — cross-matrix consistency pass.
SOIL | L_MODV2_SOIL_MN_020 | manganese | MN | Plant Root Simulator | Plant Root Simulator - PRS | Saturated paste | in situ probe | 180 min | ICP-OES | MEASURED | mg/m2 | mg1[m2]-1 | MilliGM-PER-M2 | http://qudt.org/vocab/unit/MilliGM-PER-M2 | Western Ag Innovations | 2013. Ion Supply Rates Using PRS® Probes, pp. 1149-152 in R. O. Miller, R Gavlak and D Horneck, eds. Soil, Plant and Water Reference Methods for the Western Region. WREP-125, 4th Edition. |  | PROPRIETARY | VALID | 2024-11-13T12:00:00Z
SOIL | L_MODV2_SOIL_MN_021 | manganese | MN | Plant Root Simulator | Plant Root Simulator - PRS | Saturated paste | in situ probe | 24 hrs | ICP-OES | MEASURED | mg/m2 | mg1[m2]-1 | MilliGM-PER-M2 | http://qudt.org/vocab/unit/MilliGM-PER-M2 | Western Ag Innovations | 2013. Ion Supply Rates Using PRS® Probes, pp. 1149-152 in R. O. Miller, R Gavlak and D Horneck, eds. Soil, Plant and Water Reference Methods for the Western Region. WREP-125, 4th Edition. |  | PROPRIETARY | VALID | 2024-11-13T12:00:00Z
SOIL | L_MODV2_SOIL_MN_022 | manganese | MN | Plant Root Simulator | Plant Root Simulator - PRS | Saturated paste | in situ probe | 24 hrs | ICP-OES | MEASURED | mg/m2 | mg1[m2]-1 | MilliGM-PER-M2 | http://qudt.org/vocab/unit/MilliGM-PER-M2 | Western Ag Innovations | 2013. Ion Supply Rates Using PRS® Probes, pp. 1149-152 in R. O. Miller, R Gavlak and D Horneck, eds. Soil, Plant and Water Reference Methods for the Western Region. WREP-125, 4th Edition. |  | PROPRIETARY | VALID | 2024-11-13T12:00:00Z
SOIL | L_MODV2_SOIL_MN_023 | manganese | MN | Saturated paste | Soil saturated with DI water, subsequent extraction and retained for analysis | Saturated paste | m/m | 4 hrs | ICP-OES | MEASURED | mg/kg | mg1kg-1 | MilliGM-PER-KiloGM | http://qudt.org/vocab/unit/MilliGM-PER-KiloGM | WERA-103 | Soil, Plant and Water Reference Methods for the Western Region, 4th Edition, 2013. Method S-15.1 |  | OFFICIAL | SUPERSEDED | 2024-11-13T12:00:00Z | 2026-04-02T12:00:00Z | Mass-per-mass/ppm harmonization to percent; was mg/kg
SOIL | L_MODV2_SOIL_MN_024 | manganese | MN | Saturated paste | Soil saturated with DI water, subsequent extraction and retained for analysis | Saturated paste | m/m | 4 hrs | ICP-OES, AAS | MEASURED | mg/L | mg1L-1 | MilliGM-PER-L | http://qudt.org/vocab/unit/MilliGM-PER-L | USDA | US Salinity Staff, 1954. L.A Richards (ed.) Diagnosis and improvement of saline alkali soils. 160 p. USDA Handb. 60 US Govt. Print Office, Washington DC. |  | PROVISIONAL | VALID | 2024-11-13T12:00:00Z | 2026-04-03T12:00:00Z | 2026-04-03: Terminology harmonization — cross-matrix consistency pass.
SOIL | L_MODV2_SOIL_MN_025 | manganese | MN | Calcium Chloride | 0.01 M CaCl2 | 0.048611 | m/v | 120 min | ICP-OES | MEASURED | % | prcnt | PERCENT | http://qudt.org/vocab/unit/PERCENT | WEPAL | Houba, V.J.G.; Novozamsky, I.; Lexmond, T.M.; Van der Lee, J.J., 2008. Applicability of 0.01 M CaCl2 as a single extraction solution for the assessment of the nutrient status of soils and other diagnostic purposes. Communications in Soil Science and Plant Analysis, Volume 21, 1990 - Issue 19-20. |  | OFFICIAL | CANDIDATE | 2026-04-02T12:00:00Z
SOIL | L_MODV2_SOIL_MN_026 | manganese | MN | DTPA | DTPA (0.005 M DTPA, 0.01 M CaCl2 and 0.10 M Triethanolamine adjusted to pH 7.3) | 0.043056 | m/v | 120 min | ICP-OES, AAS | MEASURED | % | prcnt | PERCENT | http://qudt.org/vocab/unit/PERCENT | WERA-103, SERA 6 | Soil, Plant and Water Reference Methods for the Western Region, 4th Edition, 2013, WERA-103. Method S-6.10 |  | OFFICIAL | CANDIDATE | 2026-04-02T12:00:00Z
SOIL | L_MODV2_SOIL_MN_027 | manganese | MN | DTPA-Sorbitol | DTPA-Sorbitol (0.005 M DTPA, 0.01 M CaCl2 and 0.10 M Triethanolamine and 0.20 M of Sorbitol, adjusted to pH 7.3 and .) | 0.043056 | m/v | 120 min | ICP-OES | MEASURED | % | prcnt | PERCENT | http://qudt.org/vocab/unit/PERCENT | WERA-103, SERA 6 | Soil, Plant and Water Reference Methods for the Western Region, 4th Edition, 2013, WERA-103. Method S-6.12 |  | OFFICIAL | CANDIDATE | 2026-04-02T12:00:00Z
SOIL | L_MODV2_SOIL_MN_028 | manganese | MN | EDTA | EDTA (0.04 M EDTA) | 0.00072338 | m/v | 120 min | AAS | MEASURED | % | prcnt | PERCENT | http://qudt.org/vocab/unit/PERCENT | NZJAR | R. G. McLaren , R. S. Swift & B. F. Quin (1984) EDTA-extractable copper, zinc, and manganese in soils of the Canterbury Plains, New Zealand Journal of Agricultural Research |  | PROVISIONAL | CANDIDATE | 2026-04-02T12:00:00Z
SOIL | L_MODV2_SOIL_MN_029 | manganese | MN | EPA 3050 | EPA 3050 Digestion (HNO3, H2O2), EPA 6010B (ICP-OES) | 0.052083 | m/v | Heat to 95C, reflux for 15 minutes, cool, then add 5 mL HNO3 and reflux for 30 minutes. Repeat last step as required. | ICP-OES | MEASURED | % | prcnt | PERCENT | http://qudt.org/vocab/unit/PERCENT | US-EPA | U.S. EPA. 1996. “Method 3050B: Acid Digestion of Sediments, Sludges, and Soils,” Revision 2. Washington, DC. / EPA Method 3050B (SW-846): Acid Digestion of Sediments, Sludges, and Soils, 1996. |  | OFFICIAL | CANDIDATE | 2026-04-02T12:00:00Z |  |  | Extraction ratio may vary
SOIL | L_MODV2_SOIL_MN_030 | manganese | MN | EPA 3050A/B | EPA 3050A/B Digestion (HNO3, HCl), EPA 6010B (ICP-OES) | 0.052083 | m/v | Heat to 95C, reflux for 15 minutes, cool, then add 5 mL HNO3 and reflux for 30 minutes. Repeat last step as required. | ICP-OES | MEASURED | % | prcnt | PERCENT | http://qudt.org/vocab/unit/PERCENT | US-EPA | U.S. EPA. 1996. “Method 3050B: Acid Digestion of Sediments, Sludges, and Soils,” Revision 2. Washington, DC. / EPA Method 3050B (SW-846): Acid Digestion of Sediments, Sludges, and Soils, 1996. |  | OFFICIAL | CANDIDATE | 2026-04-02T12:00:00Z |  |  | Extraction ratio may vary
SOIL | L_MODV2_SOIL_MN_031 | manganese | MN | EPA 3051A/B | EPA 3051A/B Microwave Digestion (HNO3, HCl), EPA 6010B (ICP-OES) | 0.048611 |  |  |  | MEASURED | % | prcnt | PERCENT | http://qudt.org/vocab/unit/PERCENT | US-EPA |  |  | OFFICIAL | CANDIDATE | 2026-04-02T12:00:00Z
SOIL | L_MODV2_SOIL_MN_032 | manganese | MN | EPA 3052 | EPA 3052 Microwave Digestion (HNO3, HF), EPA 6010B (ICP-OES) | 0.048611 |  |  |  | MEASURED | % | prcnt | PERCENT | http://qudt.org/vocab/unit/PERCENT | US-EPA |  |  | OFFICIAL | CANDIDATE | 2026-04-02T12:00:00Z
SOIL | L_MODV2_SOIL_MN_033 | manganese | MN | Hydrochloric Acid | 0.1 M HCl | 0.044444 | m/v | 30 min | ICP-OES, AAS | MEASURED | % | prcnt | PERCENT | http://qudt.org/vocab/unit/PERCENT | NCERA-13, NECC-1812 | North Central Regional Research Publication No. 221 (Revised 2015), Chapter 9, pp 9.2-9.3 |  | OFFICIAL | CANDIDATE | 2026-04-02T12:00:00Z
SOIL | L_MODV2_SOIL_MN_034 | manganese | MN | Ion Exchange Resin | Resin Extraction - Unibest (0.5 M HCl) | Saturated paste | in situ capsule | 4 days, 1 hour acid leaching | ICP-OES | MEASURED | % | prcnt | PERCENT | http://qudt.org/vocab/unit/PERCENT | UniBest, Inc | https://www.unibestinc.com/about |  | PROPRIETARY | CANDIDATE | 2026-04-02T12:00:00Z
SOIL | L_MODV2_SOIL_MN_035 | manganese | MN | Lancaster | Lancaster Extraction (Solution A:0.05 M HCl, Solution B: 1.57 M glacial acetic acid, 0.063 M malonic acid, 0.089 M malic acid, 0.032 M ammonium fluoride, 0.012 M aluminum chloride hexahydrate) | 0.045139 | m/v | Soil+Solution A, sit for 10 minutes. Add Solution B, shake for 10 minutes | ICP-OES | MEASURED | % | prcnt | PERCENT | http://qudt.org/vocab/unit/PERCENT | SERA-6 | Soil Test Methods From the Southeastern United States, SERA-IEG-6, 2014, Chapter 4.4 |  | PROVISIONAL | CANDIDATE | 2026-04-02T12:00:00Z
SOIL | L_MODV2_SOIL_MN_036 | manganese | MN | Mehlich 1 | Mehlich 1 (0.05 M HCl + 0.0125 M H2SO4) | 0.045139 | m/v | 5 min | ICP-OES, AAS | MEASURED | % | prcnt | PERCENT | http://qudt.org/vocab/unit/PERCENT | SERA-6 | Soil Test Methods From the Southeastern United States, SERA-IEG-6, 2014, Chapter 4.2 |  | OFFICIAL | CANDIDATE | 2026-04-02T12:00:00Z
SOIL | L_MODV2_SOIL_MN_037 | manganese | MN | Mehlich 2 | Mehlich 2 (0.2 N CH3COOH + 0.015 N NH4F + 0.2 N NH4Cl + 0.012 N HCl) | 0.048611 | m/v | 5 min | ICP-OES, AAS | MEASURED | % | prcnt | PERCENT | http://qudt.org/vocab/unit/PERCENT | NCSU | Mehlich A. 1978. New extractant for soil test evaluation of phosphorus, potassium, magnesium, calcium, sodium, manganese and zinc. Commun Soil Sci Plant Anal 9(6):477-92. |  | OFFICIAL | CANDIDATE | 2026-04-02T12:00:00Z
SOIL | L_MODV2_SOIL_MN_038 | manganese | MN | Mehlich 3 | Mehlich 3 (0.2 N CH3COOH + 0.25 N NH4NO3 + 0.013 N HNO3 + 0.015 N NH4F + 0.001 M EDTA) | 0.048611 | m/v | 5 min | ICP-OES, AAS | MEASURED | % | prcnt | PERCENT | http://qudt.org/vocab/unit/PERCENT | SERA-6, NCERA-13, NECC-1812 | Soil Test Methods From the Southeastern United States, SERA-IEG-6, 2014, Chapter 4.3 |  | OFFICIAL | CANDIDATE | 2026-04-02T12:00:00Z
SOIL | L_MODV2_SOIL_MN_039 | manganese | MN | Morgan | Morgan (0.72 N NaOAc + 0.52 N CH3COOH) | 0.045139 | v/v | 15 min | Spectrophotometric | MEASURED | % | prcnt | PERCENT | http://qudt.org/vocab/unit/PERCENT | NECC-1812 | Recommended Soil Testing Procedures for the Northeastern United States, NECC-1812 Publication No. 493, 3rd Edition, 2011, Chapter 5. |  | OFFICIAL | CANDIDATE | 2026-04-02T12:00:00Z
SOIL | L_MODV2_SOIL_MN_040 | manganese | MN | Modified Morgan | Modified Morgan (0.62 N NH4OH + 1.25 N CH3COOH) | 0.048611 | m/v | 15 min | ICP-OES | MEASURED | % | prcnt | PERCENT | http://qudt.org/vocab/unit/PERCENT | NECC-1812 | Recommended Soil Testing Procedures for the Northeastern United States, NECC-1812 Publication No. 493, 3rd Edition, 2011, Chapter 5. |  | OFFICIAL | CANDIDATE | 2026-04-02T12:00:00Z
SOIL | L_MODV2_SOIL_MN_041 | manganese | MN | Phosphoric Acid | Phosphoric Acid (0.033 M H3PO) | 0.048611 | m/v | 10 min | ICP-OES, AAS | MEASURED | % | prcnt | PERCENT | http://qudt.org/vocab/unit/PERCENT | NCERA-13 | North Central Regional Research Publication No. 221 (Revised 2015), Chapter 9, p 9.3 |  | OFFICIAL | CANDIDATE | 2026-04-02T12:00:00Z
SOIL | L_MODV2_SOIL_MN_042 | manganese | MN | Saturated paste | Soil saturated with DI water, subsequent extraction and retained for analysis | Saturated paste | m/m | 4 hrs | ICP-OES | MEASURED | % | prcnt | PERCENT | http://qudt.org/vocab/unit/PERCENT | WERA-103 | Soil, Plant and Water Reference Methods for the Western Region, 4th Edition, 2013. Method S-15.1 |  | OFFICIAL | CANDIDATE | 2026-04-02T12:00:00Z
SOIL | L_MODV2_SOIL_MNINDEX_001 | manganese index | MNINDEX | Mehlich 3 ICP |  |  |  |  | ICP-OES, AAS | CALCULATION |  | none | UNITLESS | Needs QUDT Discussion |  |  |  | EXPERIMENTAL | RETIRED | 2024-11-13T12:00:00Z | 2026-04-03T12:00:00Z | 2026-04-03: Terminology and chemical naming standardization pass.
SOIL | L_MODV2_SOIL_HG_001 | mercury | HG | EPA 3050A/B | EPA 3050A/B Digestion (HNO3, HCl), EPA 6010B (ICP-OES) | 0.052083 | m/v | Heat to 95C, reflux for 15 minutes, cool, then add 5 mL HNO3 and reflux for 30 minutes. Repeat last step as required. | ICP-OES | MEASURED | mg/kg | mg1kg-1 | MilliGM-PER-KiloGM | http://qudt.org/vocab/unit/MilliGM-PER-KiloGM | US-EPA | U.S. EPA. 1996. “Method 3050B: Acid Digestion of Sediments, Sludges, and Soils,” Revision 2. Washington, DC. / EPA Method 3050B (SW-846): Acid Digestion of Sediments, Sludges, and Soils, 1996. |  | OFFICIAL | SUPERSEDED | 2024-11-13T12:00:00Z | 2026-04-03T12:00:00Z | Mass-per-mass/ppm harmonization to percent; was mg/kg; Reagent abbreviation: "EPA 3050A/B Digestion (Nitric Acid, Hydr" → "EPA 3050A/B Digestion (HNO3, HCl), EPA 6" ¦ 2026-04-03: Final audit fixes applied | Extraction ratio may vary
SOIL | L_MODV2_SOIL_HG_002 | mercury | HG | EPA 3051A/B | EPA 3051A/B Microwave Digestion (HNO3, HCl), EPA 6010B (ICP-OES) | 0.048611 |  |  |  | MEASURED | mg/kg | mg1kg-1 | MilliGM-PER-KiloGM | http://qudt.org/vocab/unit/MilliGM-PER-KiloGM | US-EPA |  |  | OFFICIAL | SUPERSEDED | 2024-11-13T12:00:00Z | 2026-04-02T12:00:00Z | Mass-per-mass/ppm harmonization to percent; was mg/kg; Reagent abbreviation: "EPA 3051A/B Microwave Digestion (Nitric " → "EPA 3051A/B Microwave Digestion (HNO3, H"
SOIL | L_MODV2_SOIL_HG_003 | mercury | HG | EPA 3052 | EPA 3052 Microwave Digestion (HNO3, HF), EPA 6010B (ICP-OES) | 0.048611 |  |  |  | MEASURED | mg/kg | mg1kg-1 | MilliGM-PER-KiloGM | http://qudt.org/vocab/unit/MilliGM-PER-KiloGM | US-EPA |  |  | OFFICIAL | SUPERSEDED | 2024-11-13T12:00:00Z | 2026-04-02T12:00:00Z | Mass-per-mass/ppm harmonization to percent; was mg/kg; Reagent abbreviation: "EPA 3052 MIcrowave Digestion (Nitric Aci" → "EPA 3052 Microwave Digestion (HNO3, HF),"
SOIL | L_MODV2_SOIL_HG_004 | mercury | HG | EPA 3050A/B | EPA 3050A/B Digestion (HNO3, HCl), EPA 6010B (ICP-OES) | 0.052083 | m/v | Heat to 95C, reflux for 15 minutes, cool, then add 5 mL HNO3 and reflux for 30 minutes. Repeat last step as required. | ICP-OES | MEASURED | % | prcnt | PERCENT | http://qudt.org/vocab/unit/PERCENT | US-EPA | U.S. EPA. 1996. “Method 3050B: Acid Digestion of Sediments, Sludges, and Soils,” Revision 2. Washington, DC. / EPA Method 3050B (SW-846): Acid Digestion of Sediments, Sludges, and Soils, 1996. |  | OFFICIAL | CANDIDATE | 2026-04-02T12:00:00Z |  |  | Extraction ratio may vary
SOIL | L_MODV2_SOIL_HG_005 | mercury | HG | EPA 3051A/B | EPA 3051A/B Microwave Digestion (HNO3, HCl), EPA 6010B (ICP-OES) | 0.048611 |  |  |  | MEASURED | % | prcnt | PERCENT | http://qudt.org/vocab/unit/PERCENT | US-EPA |  |  | OFFICIAL | CANDIDATE | 2026-04-02T12:00:00Z
SOIL | L_MODV2_SOIL_HG_006 | mercury | HG | EPA 3052 | EPA 3052 Microwave Digestion (HNO3, HF), EPA 6010B (ICP-OES) | 0.048611 |  |  |  | MEASURED | % | prcnt | PERCENT | http://qudt.org/vocab/unit/PERCENT | US-EPA |  |  | OFFICIAL | CANDIDATE | 2026-04-02T12:00:00Z
SOIL | L_MODV2_SOIL_MGKRATIO_001 | Mg:K ratio | MGKRATIO | [5 empty] | Calculation | MEASURED | ratio | ratio | UNITLESS | http://qudt.org/vocab/unit/UNITLESS |  |  |  | EXPERIMENTAL | RETIRED | 2024-11-13T12:00:00Z
SOIL | L_MODV2_SOIL_MNCURATIO_001 | Mn:Cu ratio | MNCURATIO | Mehlich 3 ICP |  |  |  |  | ICP-OES, AAS | MEASURED | ratio | ratio | UNITLESS | http://qudt.org/vocab/unit/UNITLESS |  |  |  | EXPERIMENTAL | RETIRED | 2024-11-13T12:00:00Z | 2026-04-03T12:00:00Z | 2026-04-03: Terminology and chemical naming standardization pass.
SOIL | L_MODV2_SOIL_MNCURATIO_002 | Mn:Cu ratio | MNCURATIO | [5 empty] | Calculation | MEASURED | ratio | ratio | UNITLESS | http://qudt.org/vocab/unit/UNITLESS |  |  |  | EXPERIMENTAL | RETIRED | 2024-11-13T12:00:00Z
SOIL | L_MODV2_SOIL_MNZNRATIO_001 | Mn:Zn ratio | MNZNRATIO | Mehlich 3 |  |  |  |  | ICP-OES | MEASURED | ratio | ratio | UNITLESS | http://qudt.org/vocab/unit/UNITLESS |  |  |  | EXPERIMENTAL | INVALID | 2024-11-13T12:00:00Z | 2026-04-02T12:00:00Z | Invalid, duplicate code
SOIL | L_MODV2_SOIL_MNZNRATIO_001 | Mn:Zn ratio | MNZNRATIO | [5 empty] | Calculation | MEASURED | ratio | ratio | UNITLESS | http://qudt.org/vocab/unit/UNITLESS |  |  |  | EXPERIMENTAL | INVALID | 2024-11-13T12:00:00Z | 2026-04-02T12:00:00Z | Invalid, duplicate code
SOIL | L_MODV2_SOIL_MNZNRATIO_002 | Mn:Zn ratio | MNZNRATIO | Mehlich 3 |  |  |  |  | ICP-OES | MEASURED | ratio | ratio | UNITLESS | http://qudt.org/vocab/unit/UNITLESS |  |  |  | EXPERIMENTAL | RETIRED | 2026-04-02T12:00:00Z
SOIL | L_MODV2_SOIL_MNZNRATIO_003 | Mn:Zn ratio | MNZNRATIO | [5 empty] | Calculation | MEASURED | ratio | ratio | UNITLESS | http://qudt.org/vocab/unit/UNITLESS |  |  |  | EXPERIMENTAL | RETIRED | 2026-04-02T12:00:00Z
SOIL | L_MODV2_SOIL_GWC_0_1_BAR_005 | moisture content | GWC | 0.1 Bar Moisture Tension | Pressure Plate | Saturated paste | m/m | 7 days | Gravimetric | MEASURED | % | prcnt | PERCENT | http://qudt.org/vocab/unit/PERCENT | Cornell | https://bpb-us-e1.wpmucdn.com/blogs.cornell.edu/dist/7/9922/files/2022/04/CSH05-Available-Water-Capacity-SOP-4-2022-1-1.pdf |  | EXPERIMENTAL | VALID | 2024-11-13T12:00:00Z | 2026-04-03T12:00:00Z | 2026-04-03: Terminology and chemical naming standardization pass.
SOIL | L_MODV2_SOIL_GWC_0_33_BAR_003 | moisture content | GWC | 0.33 Bar Moisture Tension | Pressure Plate |  |  |  | Gravimetric | MEASURED | % | prcnt | PERCENT | http://qudt.org/vocab/unit/PERCENT |  |  |  | EXPERIMENTAL | RETIRED | 2024-11-13T12:00:00Z
SOIL | L_MODV2_SOIL_GWC_001 | moisture content | GWC | Oven Drying | 105 C, constant weight |  | m/m | 16 hrs | Gravimetric | MEASURED | % | prcnt | PERCENT | http://qudt.org/vocab/unit/PERCENT | ASPAC | Rayment, G. and J. Lyons. 2011. Soil Chemical Methods - Australasia, CSIRO, Method 2A1, pp 12-13 |  | OFFICIAL | VALID | 2024-11-13T12:00:00Z | 2026-04-03T12:00:00Z | 2026-04-03: Oven Drying alignment — method name standardized; temp/condition detail moved to reagent field.
SOIL | L_MODV2_SOIL_GWC_002 | moisture content | GWC | Saturated paste moisture | Soil saturated with DI water, subsequent extraction and retained for analysis | Saturated paste | m/m | 4 hrs | Gravimetric | MEASURED | % | prcnt | PERCENT | http://qudt.org/vocab/unit/PERCENT | USDA | US Salinity Staff, 1954. L.A Richards (ed.) Diagnosis and improvement of saline alkali soils. 160 p. USDA Handb. 60 US Govt. Print Office, Washington DC. |  | OFFICIAL | VALID | 2024-11-13T12:00:00Z
SOIL | L_MODV2_SOIL_GWC_15_BAR_004 | moisture content | GWC | 15 Bar Moisture Tension | Pressure Plate |  |  |  | Gravimetric | MEASURED | % | prcnt | PERCENT | http://qudt.org/vocab/unit/PERCENT |  |  |  | EXPERIMENTAL | RETIRED | 2024-11-13T12:00:00Z
SOIL | L_MODV2_SOIL_MO_001 | molybdenum | MO | Ammonium Oxalate | Ammonium Oxalate (0.275 M acid ammonium oxalate, 0.1 N sodium hydroxide, 0.03 N ammonium fluoride) | 0.045139 | m/v |  | ICP-OES | MEASURED | mg/kg | mg1kg-1 | MilliGM-PER-KiloGM | http://qudt.org/vocab/unit/MilliGM-PER-KiloGM |  |  |  | PROVISIONAL | SUPERSEDED | 2024-11-13T12:00:00Z | 2026-04-02T12:00:00Z | Mass-per-mass/ppm harmonization to percent; was mg/kg
SOIL | L_MODV2_SOIL_MO_002 | molybdenum | MO | Aqua Regia | Aqua Regia (HCl:HNO3, 3:1) | 0.045139 | m/v | 4 hrs | ICP-OES | MEASURED | mg/kg | mg1kg-1 | MilliGM-PER-KiloGM | http://qudt.org/vocab/unit/MilliGM-PER-KiloGM |  |  |  | PROVISIONAL | SUPERSEDED | 2024-11-13T12:00:00Z | 2026-04-02T12:00:00Z | Mass-per-mass/ppm harmonization to percent; was mg/kg; Reagent abbreviation: "Aqua Regia (3:1 mixture of hydrochloric " → "Aqua Regia (HCl:HNO3, 3:1)"
SOIL | L_MODV2_SOIL_MO_003 | molybdenum | MO | Aqua Regia | Aqua Regia (HCl:HNO3, 3:1) | 0.048611 | m/v | 20 min | ICP-OES, ICP-MS | MEASURED | mg/kg | mg1kg-1 | MilliGM-PER-KiloGM | http://qudt.org/vocab/unit/MilliGM-PER-KiloGM | ISO | ISO standard 11466 or EPA 3051A |  | PROVISIONAL | SUPERSEDED | 2024-11-13T12:00:00Z | 2026-04-03T12:00:00Z | Mass-per-mass/ppm harmonization to percent; was mg/kg; Reagent abbreviation: "Aqua Regia (3:1 mixture of hydrochloric " → "Aqua Regia (HCl:HNO3, 3:1)" ¦ 2026-04-03: Terminology harmonization — cross-matrix consistency pass.
SOIL | L_MODV2_SOIL_MO_004 | molybdenum | MO | Calcium Chloride | 0.01 M CaCl2 | 0.048611 | m/v | 120 min | ICP-MS | MEASURED | mg/kg | mg1kg-1 | MilliGM-PER-KiloGM | http://qudt.org/vocab/unit/MilliGM-PER-KiloGM | WEPAL | Houba, V.J.G.; Novozamsky, I.; Lexmond, T.M.; Van der Lee, J.J., 2008. Applicability of 0.01 M CaCl2 as a single extraction solution for the assessment of the nutrient status of soils and other diagnostic purposes. Communications in Soil Science and Plant Analysis, Volume 21, 1990 - Issue 19-20. |  | OFFICIAL | SUPERSEDED | 2024-11-13T12:00:00Z | 2026-04-02T12:00:00Z | Mass-per-mass/ppm harmonization to percent; was mg/kg
SOIL | L_MODV2_SOIL_MO_005 | molybdenum | MO | Calcium Chloride | CaCl2 (Hot) |  | m/v |  | ICP-OES | MEASURED | mg/kg | mg1kg-1 | MilliGM-PER-KiloGM | http://qudt.org/vocab/unit/MilliGM-PER-KiloGM |  |  |  | EXPERIMENTAL | SUPERSEDED | 2024-11-13T12:00:00Z | 2026-04-03T12:00:00Z | Mass-per-mass/ppm harmonization to percent; was mg/kg ¦ 2026-04-03: Terminology and chemical naming standardization pass.
SOIL | L_MODV2_SOIL_MO_006 | molybdenum | MO | EPA 3050A/B | EPA 3050A/B Digestion (HNO3, HCl), EPA 6010B (ICP-OES) | 0.052083 | m/v | Heat to 95C, reflux for 15 minutes, cool, then add 5 mL HNO3 and reflux for 30 minutes. Repeat last step as required. | ICP-OES | MEASURED | mg/kg | mg1kg-1 | MilliGM-PER-KiloGM | http://qudt.org/vocab/unit/MilliGM-PER-KiloGM | US-EPA | U.S. EPA. 1996. “Method 3050B: Acid Digestion of Sediments, Sludges, and Soils,” Revision 2. Washington, DC. / EPA Method 3050B (SW-846): Acid Digestion of Sediments, Sludges, and Soils, 1996. |  | OFFICIAL | SUPERSEDED | 2024-11-13T12:00:00Z | 2026-04-03T12:00:00Z | Mass-per-mass/ppm harmonization to percent; was mg/kg; Reagent abbreviation: "EPA 3050A/B Digestion (Nitric Acid, Hydr" → "EPA 3050A/B Digestion (HNO3, HCl), EPA 6" ¦ 2026-04-03: Final audit fixes applied | Extraction ratio may vary
SOIL | L_MODV2_SOIL_MO_007 | molybdenum | MO | EPA 3051A/B | EPA 3051A/B Microwave Digestion (HNO3, HCl), EPA 6010B (ICP-OES) | 0.048611 |  |  |  | MEASURED | mg/kg | mg1kg-1 | MilliGM-PER-KiloGM | http://qudt.org/vocab/unit/MilliGM-PER-KiloGM | US-EPA |  |  | OFFICIAL | SUPERSEDED | 2024-11-13T12:00:00Z | 2026-04-02T12:00:00Z | Mass-per-mass/ppm harmonization to percent; was mg/kg; Reagent abbreviation: "EPA 3051A/B Microwave Digestion (Nitric " → "EPA 3051A/B Microwave Digestion (HNO3, H"
SOIL | L_MODV2_SOIL_MO_008 | molybdenum | MO | EPA 3052 | EPA 3052 Microwave Digestion (HNO3, HF), EPA 6010B (ICP-OES) | 0.048611 |  |  |  | MEASURED | mg/kg | mg1kg-1 | MilliGM-PER-KiloGM | http://qudt.org/vocab/unit/MilliGM-PER-KiloGM | US-EPA |  |  | OFFICIAL | SUPERSEDED | 2024-11-13T12:00:00Z | 2026-04-02T12:00:00Z | Mass-per-mass/ppm harmonization to percent; was mg/kg; Reagent abbreviation: "EPA 3052 MIcrowave Digestion (Nitric Aci" → "EPA 3052 Microwave Digestion (HNO3, HF),"
SOIL | L_MODV2_SOIL_MO_009 | molybdenum | MO | Ion Exchange Resin | Resin Extraction - Unibest (0.5 M HCl) | Saturated paste | in situ capsule | 4 days, 1 hour acid leaching | ICP-OES | MEASURED | mg/kg | mg1kg-1 | MilliGM-PER-KiloGM | http://qudt.org/vocab/unit/MilliGM-PER-KiloGM | UniBest, Inc | https://www.unibestinc.com/about |  | PROPRIETARY | SUPERSEDED | 2024-11-13T12:00:00Z | 2026-04-02T12:00:00Z | Mass-per-mass/ppm harmonization to percent; was mg/kg
SOIL | L_MODV2_SOIL_MO_010 | molybdenum | MO | Ion Exchange Resin | Resin Extraction - Unibest (0.5 M HCl) | Saturated paste | m/v |  | ICP-OES | MEASURED | mg/kg | mg1kg-1 | MilliGM-PER-KiloGM | http://qudt.org/vocab/unit/MilliGM-PER-KiloGM |  |  |  | PROPRIETARY | SUPERSEDED | 2024-11-13T12:00:00Z | 2026-04-02T12:00:00Z | Mass-per-mass/ppm harmonization to percent; was mg/kg
SOIL | L_MODV2_SOIL_MO_011 | molybdenum | MO | Mehlich 1 | Mehlich 1 (0.05 M HCl + 0.0125 M H2SO4) | 0.045139 | m/v | 5 min | ICP-OES | MEASURED | mg/kg | mg1kg-1 | MilliGM-PER-KiloGM | http://qudt.org/vocab/unit/MilliGM-PER-KiloGM |  |  |  | PROVISIONAL | SUPERSEDED | 2024-11-13T12:00:00Z | 2026-04-02T12:00:00Z | Mass-per-mass/ppm harmonization to percent; was mg/kg
SOIL | L_MODV2_SOIL_MO_012 | molybdenum | MO | Mehlich 2 | Mehlich 2 (0.2 N CH3COOH + 0.015 N NH4F + 0.2 N NH4Cl + 0.012 N HCl) | 0.048611 | m/v | 5 min | ICP-OES | MEASURED | mg/kg | mg1kg-1 | MilliGM-PER-KiloGM | http://qudt.org/vocab/unit/MilliGM-PER-KiloGM | NCSU | Mehlich A. 1978. New extractant for soil test evaluation of phosphorus, potassium, magnesium, calcium, sodium, manganese and zinc. Commun Soil Sci Plant Anal 9(6):477-92. |  | OFFICIAL | SUPERSEDED | 2024-11-13T12:00:00Z | 2026-04-03T12:00:00Z | Mass-per-mass/ppm harmonization to percent; was mg/kg ¦ 2026-04-03: Terminology and chemical naming standardization pass.
SOIL | L_MODV2_SOIL_MO_013 | molybdenum | MO | Mehlich 3 | Mehlich 3 (0.2 N CH3COOH + 0.25 N NH4NO3 + 0.013 N HNO3 + 0.015 N NH4F + 0.001 M EDTA) | 0.048611 | v/v | 5 min | ICP-OES | MEASURED | mg/L | mg1L-1 | MilliGM-PER-L | http://qudt.org/vocab/unit/MilliGM-PER-L | SERA-6 | Soil Test Methods From the Southeastern United States, SERA-IEG-6, 2014, Chapter 4.3 |  | PROVISIONAL | VALID | 2024-11-13T12:00:00Z | 2026-04-03T12:00:00Z | 2026-04-03: Terminology and chemical naming standardization pass.
SOIL | L_MODV2_SOIL_MO_014 | molybdenum | MO | Mehlich 3 | Mehlich 3 (0.2 N CH3COOH + 0.25 N NH4NO3 + 0.013 N HNO3 + 0.015 N NH4F + 0.001 M EDTA) | 0.048611 | m/v | 5 min | ICP-OES | MEASURED | mg/kg | mg1kg-1 | MilliGM-PER-KiloGM | http://qudt.org/vocab/unit/MilliGM-PER-KiloGM | SERA-6, NCERA-13, NECC-1812 | Soil Test Methods From the Southeastern United States, SERA-IEG-6, 2014, Chapter 4.3 |  | PROVISIONAL | SUPERSEDED | 2024-11-13T12:00:00Z | 2026-04-03T12:00:00Z | Mass-per-mass/ppm harmonization to percent; was mg/kg ¦ 2026-04-03: Terminology and chemical naming standardization pass.
SOIL | L_MODV2_SOIL_MO_015 | molybdenum | MO | Nitric Acid |  |  |  |  | ICP-OES | MEASURED | mg/kg | mg1kg-1 | MilliGM-PER-KiloGM | http://qudt.org/vocab/unit/MilliGM-PER-KiloGM |  |  |  | EXPERIMENTAL | RETIRED | 2024-11-13T12:00:00Z | 2026-04-02T12:00:00Z | Analyte Measurement Method clarified: ICP → ICP-OES
SOIL | L_MODV2_SOIL_MO_016 | molybdenum | MO | Plant Root Simulator | Plant Root Simulator - PRS | Saturated paste | in situ probe | 24 hrs | ICP-OES | MEASURED | mg/m2 | mg1[m2]-1 | MilliGM-PER-M2 | http://qudt.org/vocab/unit/MilliGM-PER-M2 | Western Ag Innovations | 2013. Ion Supply Rates Using PRS® Probes, pp. 1149-152 in R. O. Miller, R Gavlak and D Horneck, eds. Soil, Plant and Water Reference Methods for the Western Region. WREP-125, 4th Edition. |  | PROPRIETARY | VALID | 2024-11-13T12:00:00Z
SOIL | L_MODV2_SOIL_MO_017 | molybdenum | MO | Plant Root Simulator | Plant Root Simulator - PRS | Saturated paste | in situ probe | 24 hrs | ICP-OES | MEASURED | mg/m2 | mg1[m2]-1 | MilliGM-PER-M2 | http://qudt.org/vocab/unit/MilliGM-PER-M2 | Western Ag Innovations | 2013. Ion Supply Rates Using PRS® Probes, pp. 1149-152 in R. O. Miller, R Gavlak and D Horneck, eds. Soil, Plant and Water Reference Methods for the Western Region. WREP-125, 4th Edition. |  | PROPRIETARY | VALID | 2024-11-13T12:00:00Z
SOIL | L_MODV2_SOIL_MO_018 | molybdenum | MO | Plant Root Simulator | Plant Root Simulator - PRS (0.5 M HCl) | Saturated paste | in situ probe | 60 min acid leaching | ICP-OES | MEASURED | mg/L | mg1L-1 | MilliGM-PER-L | http://qudt.org/vocab/unit/MilliGM-PER-L | Western Ag Innovations | 2013. Ion Supply Rates Using PRS® Probes, pp. 1149-152 in R. O. Miller, R Gavlak and D Horneck, eds. Soil, Plant and Water Reference Methods for the Western Region. WREP-125, 4th Edition. |  | EXPERIMENTAL | VALID | 2024-11-13T12:00:00Z
SOIL | L_MODV2_SOIL_MO_019 | molybdenum | MO | Plant Root Simulator | Plant Root Simulator - PRS | Saturated paste | in situ probe | 180 min | ICP-OES | MEASURED | mg/m2 | mg1[m2]-1 | MilliGM-PER-M2 | http://qudt.org/vocab/unit/MilliGM-PER-M2 | Western Ag Innovations | 2013. Ion Supply Rates Using PRS® Probes, pp. 1149-152 in R. O. Miller, R Gavlak and D Horneck, eds. Soil, Plant and Water Reference Methods for the Western Region. WREP-125, 4th Edition. |  | PROPRIETARY | VALID | 2024-11-13T12:00:00Z
SOIL | L_MODV2_SOIL_MO_020 | molybdenum | MO | Plant Root Simulator | Plant Root Simulator - PRS | Saturated paste | m/v |  | ICP-OES | MEASURED | mg/kg | mg1kg-1 | MilliGM-PER-KiloGM | http://qudt.org/vocab/unit/MilliGM-PER-KiloGM |  |  |  | EXPERIMENTAL | SUPERSEDED | 2024-11-13T12:00:00Z | 2026-04-02T12:00:00Z | Mass-per-mass/ppm harmonization to percent; was mg/kg
SOIL | L_MODV2_SOIL_MO_021 | molybdenum | MO | Saturated paste | Soil saturated with DI water, subsequent extraction and retained for analysis | Saturated paste | m/m | 4 hrs | ICP-OES | MEASURED | mg/L | mg1L-1 | MilliGM-PER-L | http://qudt.org/vocab/unit/MilliGM-PER-L | USDA | US Salinity Staff, 1954. L.A Richards (ed.) Diagnosis and improvement of saline alkali soils. 160 p. USDA Handb. 60 US Govt. Print Office, Washington DC. |  | PROVISIONAL | VALID | 2024-11-13T12:00:00Z
SOIL | L_MODV2_SOIL_MO_022 | molybdenum | MO | Slurry | Deionized Water (Hot) |  |  |  | ICP-OES | MEASURED | mg/kg | mg1kg-1 | MilliGM-PER-KiloGM | http://qudt.org/vocab/unit/MilliGM-PER-KiloGM |  |  |  | EXPERIMENTAL | RETIRED | 2024-11-13T12:00:00Z | 2026-04-03T12:00:00Z | Analyte Measurement Method clarified: ICP → ICP-OES ¦ 2026-04-03: Terminology and chemical naming standardization pass.
SOIL | L_MODV2_SOIL_MO_023 | molybdenum | MO | Ammonium Oxalate | Ammonium Oxalate (0.275 M acid ammonium oxalate, 0.1 N sodium hydroxide, 0.03 N ammonium fluoride) | 0.045139 | m/v |  | ICP-OES | MEASURED | % | prcnt | PERCENT | http://qudt.org/vocab/unit/PERCENT |  |  |  | PROVISIONAL | CANDIDATE | 2026-04-02T12:00:00Z
SOIL | L_MODV2_SOIL_MO_024 | molybdenum | MO | Aqua Regia | Aqua Regia (HCl:HNO3, 3:1) | 0.045139 | m/v | 4 hrs | ICP-OES | MEASURED | % | prcnt | PERCENT | http://qudt.org/vocab/unit/PERCENT |  |  |  | PROVISIONAL | CANDIDATE | 2026-04-02T12:00:00Z
SOIL | L_MODV2_SOIL_MO_025 | molybdenum | MO | Aqua Regia | Aqua Regia (HCl:HNO3, 3:1) | 0.048611 | m/v | 20 min | ICP-OES, ICP-MS | MEASURED | % | prcnt | PERCENT | http://qudt.org/vocab/unit/PERCENT | ISO | ISO standard 11466 or EPA 3051A |  | PROVISIONAL | CANDIDATE | 2026-04-02T12:00:00Z
SOIL | L_MODV2_SOIL_MO_026 | molybdenum | MO | Calcium Chloride | 0.01 M CaCl2 | 0.048611 | m/v | 120 min | ICP-MS | MEASURED | % | prcnt | PERCENT | http://qudt.org/vocab/unit/PERCENT | WEPAL | Houba, V.J.G.; Novozamsky, I.; Lexmond, T.M.; Van der Lee, J.J., 2008. Applicability of 0.01 M CaCl2 as a single extraction solution for the assessment of the nutrient status of soils and other diagnostic purposes. Communications in Soil Science and Plant Analysis, Volume 21, 1990 - Issue 19-20. |  | OFFICIAL | CANDIDATE | 2026-04-02T12:00:00Z
SOIL | L_MODV2_SOIL_MO_027 | molybdenum | MO | Calcium Chloride | CaCl2 (Hot) |  | m/v |  | ICP-OES | MEASURED | % | prcnt | PERCENT | http://qudt.org/vocab/unit/PERCENT |  |  |  | EXPERIMENTAL | CANDIDATE | 2026-04-02T12:00:00Z
SOIL | L_MODV2_SOIL_MO_028 | molybdenum | MO | EPA 3050A/B | EPA 3050A/B Digestion (HNO3, HCl), EPA 6010B (ICP-OES) | 0.052083 | m/v | Heat to 95C, reflux for 15 minutes, cool, then add 5 mL HNO3 and reflux for 30 minutes. Repeat last step as required. | ICP-OES | MEASURED | % | prcnt | PERCENT | http://qudt.org/vocab/unit/PERCENT | US-EPA | U.S. EPA. 1996. “Method 3050B: Acid Digestion of Sediments, Sludges, and Soils,” Revision 2. Washington, DC. / EPA Method 3050B (SW-846): Acid Digestion of Sediments, Sludges, and Soils, 1996. |  | OFFICIAL | CANDIDATE | 2026-04-02T12:00:00Z |  |  | Extraction ratio may vary
SOIL | L_MODV2_SOIL_MO_029 | molybdenum | MO | EPA 3051A/B | EPA 3051A/B Microwave Digestion (HNO3, HCl), EPA 6010B (ICP-OES) | 0.048611 |  |  |  | MEASURED | % | prcnt | PERCENT | http://qudt.org/vocab/unit/PERCENT | US-EPA |  |  | OFFICIAL | CANDIDATE | 2026-04-02T12:00:00Z
SOIL | L_MODV2_SOIL_MO_030 | molybdenum | MO | EPA 3052 | EPA 3052 Microwave Digestion (HNO3, HF), EPA 6010B (ICP-OES) | 0.048611 |  |  |  | MEASURED | % | prcnt | PERCENT | http://qudt.org/vocab/unit/PERCENT | US-EPA |  |  | OFFICIAL | CANDIDATE | 2026-04-02T12:00:00Z
SOIL | L_MODV2_SOIL_MO_031 | molybdenum | MO | Ion Exchange Resin | Resin Extraction - Unibest (0.5 M HCl) | Saturated paste | in situ capsule | 4 days, 1 hour acid leaching | ICP-OES | MEASURED | % | prcnt | PERCENT | http://qudt.org/vocab/unit/PERCENT | UniBest, Inc | https://www.unibestinc.com/about |  | PROPRIETARY | CANDIDATE | 2026-04-02T12:00:00Z
SOIL | L_MODV2_SOIL_MO_032 | molybdenum | MO | Ion Exchange Resin | Resin Extraction - Unibest (0.5 M HCl) | Saturated paste | m/v |  | ICP-OES | MEASURED | % | prcnt | PERCENT | http://qudt.org/vocab/unit/PERCENT |  |  |  | PROPRIETARY | CANDIDATE | 2026-04-02T12:00:00Z
SOIL | L_MODV2_SOIL_MO_033 | molybdenum | MO | Mehlich 1 | Mehlich 1 (0.05 M HCl + 0.0125 M H2SO4) | 0.045139 | m/v | 5 min | ICP-OES | MEASURED | % | prcnt | PERCENT | http://qudt.org/vocab/unit/PERCENT |  |  |  | PROVISIONAL | CANDIDATE | 2026-04-02T12:00:00Z
SOIL | L_MODV2_SOIL_MO_034 | molybdenum | MO | Mehlich 2 | Mehlich 2 (0.2 N CH3COOH + 0.015 N NH4F + 0.2 N NH4Cl + 0.012 N HCl) | 0.048611 | m/v | 5 min | ICP-OES | MEASURED | % | prcnt | PERCENT | http://qudt.org/vocab/unit/PERCENT | NCSU | Mehlich A. 1978. New extractant for soil test evaluation of phosphorus, potassium, magnesium, calcium, sodium, manganese and zinc. Commun Soil Sci Plant Anal 9(6):477-92. |  | OFFICIAL | CANDIDATE | 2026-04-02T12:00:00Z
SOIL | L_MODV2_SOIL_MO_035 | molybdenum | MO | Mehlich 3 | Mehlich 3 (0.2 N CH3COOH + 0.25 N NH4NO3 + 0.013 N HNO3 + 0.015 N NH4F + 0.001 M EDTA) | 0.048611 | m/v | 5 min | ICP-OES | MEASURED | % | prcnt | PERCENT | http://qudt.org/vocab/unit/PERCENT | SERA-6, NCERA-13, NECC-1812 | Soil Test Methods From the Southeastern United States, SERA-IEG-6, 2014, Chapter 4.3 |  | PROVISIONAL | CANDIDATE | 2026-04-02T12:00:00Z
SOIL | L_MODV2_SOIL_MO_036 | molybdenum | MO | Plant Root Simulator | Plant Root Simulator - PRS | Saturated paste | m/v |  | ICP-OES | MEASURED | % | prcnt | PERCENT | http://qudt.org/vocab/unit/PERCENT |  |  |  | EXPERIMENTAL | CANDIDATE | 2026-04-02T12:00:00Z
SOIL | L_MODV2_SOIL_NAG_001 | N-acetyl-β-D-glucosaminidase (NAG) | NAG | Incubation | Assay incubation | 0.048611 | v/v | 60 min | Spectrophotometric | MEASURED | nmol/h/mg | nmol1hr-1mg-1 | Needs QUDT Discussion | Needs QUDT Discussion | USDA | https://directives.sc.egov.usda.gov/OpenNonWebContent.aspx?content=44475.wba Page 61 |  | EXPERIMENTAL | VALID | 2024-11-13T12:00:00Z
SOIL | L_MODV2_SOIL_NI_001 | nickel | NI | EPA 3050 Digestion Acid Recoverable |  |  |  |  | ICP-OES | MEASURED | mg/kg | mg1kg-1 | MilliGM-PER-KiloGM | http://qudt.org/vocab/unit/MilliGM-PER-KiloGM |  |  |  | EXPERIMENTAL | RETIRED | 2024-11-13T12:00:00Z | 2026-04-02T12:00:00Z | Analyte Measurement Method clarified: ICP → ICP-OES
SOIL | L_MODV2_SOIL_NI_002 | nickel | NI | EPA 3050A/B | EPA 3050A/B Digestion (HNO3, HCl), EPA 6010B (ICP-OES) | 0.052083 | m/v | Heat to 95C, reflux for 15 minutes, cool, then add 5 mL HNO3 and reflux for 30 minutes. Repeat last step as required. | ICP-OES | MEASURED | mg/kg | mg1kg-1 | MilliGM-PER-KiloGM | http://qudt.org/vocab/unit/MilliGM-PER-KiloGM | US-EPA | U.S. EPA. 1996. “Method 3050B: Acid Digestion of Sediments, Sludges, and Soils,” Revision 2. Washington, DC. / EPA Method 3050B (SW-846): Acid Digestion of Sediments, Sludges, and Soils, 1996. |  | OFFICIAL | SUPERSEDED | 2024-11-13T12:00:00Z | 2026-04-03T12:00:00Z | Mass-per-mass/ppm harmonization to percent; was mg/kg; Reagent abbreviation: "EPA 3050A/B Digestion (Nitric Acid, Hydr" → "EPA 3050A/B Digestion (HNO3, HCl), EPA 6" ¦ 2026-04-03: Final audit fixes applied | Extraction ratio may vary
SOIL | L_MODV2_SOIL_NI_003 | nickel | NI | EPA 3051A/B | EPA 3051A/B Microwave Digestion (HNO3, HCl), EPA 6010B (ICP-OES) | 0.048611 |  |  |  | MEASURED | mg/kg | mg1kg-1 | MilliGM-PER-KiloGM | http://qudt.org/vocab/unit/MilliGM-PER-KiloGM | US-EPA |  |  | OFFICIAL | SUPERSEDED | 2024-11-13T12:00:00Z | 2026-04-02T12:00:00Z | Mass-per-mass/ppm harmonization to percent; was mg/kg; Reagent abbreviation: "EPA 3051A/B Microwave Digestion (Nitric " → "EPA 3051A/B Microwave Digestion (HNO3, H"
SOIL | L_MODV2_SOIL_NI_004 | nickel | NI | EPA 3052 | EPA 3052 Microwave Digestion (HNO3, HF), EPA 6010B (ICP-OES) | 0.048611 |  |  |  | MEASURED | mg/kg | mg1kg-1 | MilliGM-PER-KiloGM | http://qudt.org/vocab/unit/MilliGM-PER-KiloGM | US-EPA |  |  | OFFICIAL | SUPERSEDED | 2024-11-13T12:00:00Z | 2026-04-02T12:00:00Z | Mass-per-mass/ppm harmonization to percent; was mg/kg; Reagent abbreviation: "EPA 3052 MIcrowave Digestion (Nitric Aci" → "EPA 3052 Microwave Digestion (HNO3, HF),"
SOIL | L_MODV2_SOIL_NI_005 | nickel | NI | Mehlich 3 | Mehlich 3 (0.2 N CH3COOH + 0.25 N NH4NO3 + 0.013 N HNO3 + 0.015 N NH4F + 0.001 M EDTA) | 0.048611 | m/v | 5 min | ICP-OES | MEASURED | mg/kg | mg1kg-1 | MilliGM-PER-KiloGM | http://qudt.org/vocab/unit/MilliGM-PER-KiloGM | SERA-6, NCERA-13, NECC-1812 | Soil Test Methods From the Southeastern United States, SERA-IEG-6, 2014, Chapter 4.3 |  | EXPERIMENTAL | SUPERSEDED | 2024-11-13T12:00:00Z | 2026-04-03T12:00:00Z | Mass-per-mass/ppm harmonization to percent; was mg/kg ¦ 2026-04-03: Terminology and chemical naming standardization pass.
SOIL | L_MODV2_SOIL_NI_006 | nickel | NI | EPA 3050A/B | EPA 3050A/B Digestion (HNO3, HCl), EPA 6010B (ICP-OES) | 0.052083 | m/v | Heat to 95C, reflux for 15 minutes, cool, then add 5 mL HNO3 and reflux for 30 minutes. Repeat last step as required. | ICP-OES | MEASURED | % | prcnt | PERCENT | http://qudt.org/vocab/unit/PERCENT | US-EPA | U.S. EPA. 1996. “Method 3050B: Acid Digestion of Sediments, Sludges, and Soils,” Revision 2. Washington, DC. / EPA Method 3050B (SW-846): Acid Digestion of Sediments, Sludges, and Soils, 1996. |  | OFFICIAL | CANDIDATE | 2026-04-02T12:00:00Z |  |  | Extraction ratio may vary
SOIL | L_MODV2_SOIL_NI_007 | nickel | NI | EPA 3051A/B | EPA 3051A/B Microwave Digestion (HNO3, HCl), EPA 6010B (ICP-OES) | 0.048611 |  |  |  | MEASURED | % | prcnt | PERCENT | http://qudt.org/vocab/unit/PERCENT | US-EPA |  |  | OFFICIAL | CANDIDATE | 2026-04-02T12:00:00Z
SOIL | L_MODV2_SOIL_NI_008 | nickel | NI | EPA 3052 | EPA 3052 Microwave Digestion (HNO3, HF), EPA 6010B (ICP-OES) | 0.048611 |  |  |  | MEASURED | % | prcnt | PERCENT | http://qudt.org/vocab/unit/PERCENT | US-EPA |  |  | OFFICIAL | CANDIDATE | 2026-04-02T12:00:00Z
SOIL | L_MODV2_SOIL_NI_009 | nickel | NI | Mehlich 3 | Mehlich 3 (0.2 N CH3COOH + 0.25 N NH4NO3 + 0.013 N HNO3 + 0.015 N NH4F + 0.001 M EDTA) | 0.048611 | m/v | 5 min | ICP-OES | MEASURED | % | prcnt | PERCENT | http://qudt.org/vocab/unit/PERCENT | SERA-6, NCERA-13, NECC-1812 | Soil Test Methods From the Southeastern United States, SERA-IEG-6, 2014, Chapter 4.3 |  | EXPERIMENTAL | CANDIDATE | 2026-04-02T12:00:00Z
SOIL | L_MODV2_SOIL_NO3_001 | nitrate | NO3 | Plant Root Simulator | Plant Root Simulator - PRS | Saturated paste | in situ probe | 180 min | Spectrophotometric | MEASURED | mg/m2 | mg1[m2]-1 | MilliGM-PER-M2 | http://qudt.org/vocab/unit/MilliGM-PER-M2 | Western Ag Innovations | 2013. Ion Supply Rates Using PRS® Probes, pp. 1149-152 in R. O. Miller, R Gavlak and D Horneck, eds. Soil, Plant and Water Reference Methods for the Western Region. WREP-125, 4th Edition. |  | PROPRIETARY | VALID | 2024-11-13T12:00:00Z
SOIL | L_MODV2_SOIL_NO3_002 | nitrate | NO3 | Plant Root Simulator | Plant Root Simulator - PRS | Saturated paste | in situ probe | 24 hrs | Spectrophotometric | MEASURED | mg/m2 | mg1[m2]-1 | MilliGM-PER-M2 | http://qudt.org/vocab/unit/MilliGM-PER-M2 | Western Ag Innovations | 2013. Ion Supply Rates Using PRS® Probes, pp. 1149-152 in R. O. Miller, R Gavlak and D Horneck, eds. Soil, Plant and Water Reference Methods for the Western Region. WREP-125, 4th Edition. |  | PROPRIETARY | VALID | 2024-11-13T12:00:00Z
SOIL | L_MODV2_SOIL_NO3N_001 | nitrate-nitrogen | NO3N | Aluminum Sulfate | Aluminum Sulfate/Boric Acid |  |  |  | ISE | MEASURED | mg/kg | mg1kg-1 | MilliGM-PER-KiloGM | http://qudt.org/vocab/unit/MilliGM-PER-KiloGM |  |  |  | EXPERIMENTAL | SUPERSEDED | 2024-11-13T12:00:00Z | 2026-04-03T12:00:00Z | Mass-per-mass/ppm harmonization to percent; was mg/kg ¦ 2026-04-03: Terminology and chemical naming standardization pass.
SOIL | L_MODV2_SOIL_NO3N_002 | nitrate-nitrogen | NO3N | Calcium Chloride | 0.01 M CaCl2 | 0.048611 | m/v | 120 min | ICP-OES | MEASURED | mg/kg | mg1kg-1 | MilliGM-PER-KiloGM | http://qudt.org/vocab/unit/MilliGM-PER-KiloGM | WEPAL | Houba, V.J.G.; Novozamsky, I.; Lexmond, T.M.; Van der Lee, J.J., 2008. Applicability of 0.01 M CaCl2 as a single extraction solution for the assessment of the nutrient status of soils and other diagnostic purposes. Communications in Soil Science and Plant Analysis, Volume 21, 1990 - Issue 19-20. |  | OFFICIAL | SUPERSEDED | 2024-11-13T12:00:00Z | 2026-04-02T12:00:00Z | Mass-per-mass/ppm harmonization to percent; was mg/kg
SOIL | L_MODV2_SOIL_NO3N_003 | nitrate-nitrogen | NO3N | Calcium Chloride | 2.0 M CaCl2 | 0.045139 | m/v | 30 min | Spectrophotometric | MEASURED | mg/kg | mg1kg-1 | MilliGM-PER-KiloGM | http://qudt.org/vocab/unit/MilliGM-PER-KiloGM |  |  |  | PROVISIONAL | SUPERSEDED | 2024-11-13T12:00:00Z | 2026-04-02T12:00:00Z | Mass-per-mass/ppm harmonization to percent; was mg/kg
SOIL | L_MODV2_SOIL_NO3N_004 | nitrate-nitrogen | NO3N | Calcium Sulfate | Calcium Sulfate/ Chromotropic Acid | 0.045139 | m/v | 5 min | Spectrophotometric | MEASURED | mg/kg | mg1kg-1 | MilliGM-PER-KiloGM | http://qudt.org/vocab/unit/MilliGM-PER-KiloGM | WERA-103 | Soil, Plant and Water Reference Methods for the Western Region, 2005, WERA-103. Method S-3.30, pp 41-42 |  | OFFICIAL | SUPERSEDED | 2024-11-13T12:00:00Z | 2026-04-02T12:00:00Z | Mass-per-mass/ppm harmonization to percent; was mg/kg
SOIL | L_MODV2_SOIL_NO3N_005 | nitrate-nitrogen | NO3N | Slurry | Deionized Water | 0.042361 |  |  | Cd Red/Spectrophotometric | MEASURED | meq/L | meq1l-1 | Needs QUDT Discussion | Needs QUDT Discussion |  |  |  | EXPERIMENTAL | RETIRED | 2024-11-13T12:00:00Z
SOIL | L_MODV2_SOIL_NO3N_006 | nitrate-nitrogen | NO3N | EPA 300.0 | Deionized water - EPA 300.0 | 0.048611 | m/v | 10 min | ICP-OES | MEASURED | mg/L | mg1L-1 | MilliGM-PER-L | http://qudt.org/vocab/unit/MilliGM-PER-L | US-EPA | EPA 300.0 Determination of Inorganic Anions by Ion Chromatography, Revision 2.1, August 1993. |  | OFFICIAL | VALID | 2024-11-13T12:00:00Z
SOIL | L_MODV2_SOIL_NO3N_007 | nitrate-nitrogen | NO3N | EPA 353.2 |  |  |  |  | Spectrophotometric | MEASURED | mg/kg | mg1kg-1 | MilliGM-PER-KiloGM | http://qudt.org/vocab/unit/MilliGM-PER-KiloGM |  |  |  | EXPERIMENTAL | RETIRED | 2024-11-13T12:00:00Z
SOIL | L_MODV2_SOIL_NO3N_008 | nitrate-nitrogen | NO3N | H3A-1 | H3A-1 Extractant (H3A-1 0.0024 M citric acid + 0.004 M oxalic acid + 0.004 M malic acid at pH 3.75 ) | 0.048611 | m/v | 10 min | Spectrophotometric | MEASURED | mg/kg | mg1kg-1 | MilliGM-PER-KiloGM | http://qudt.org/vocab/unit/MilliGM-PER-KiloGM |  | Haney, R. L., et al. "Modifications to the new soil extractant H3A-1: A multinutrient extractant." Communications in soil science and plant analysis 41.12 (2010): 1513-1523. |  | PROVISIONAL | SUPERSEDED | 2024-11-13T12:00:00Z | 2026-04-02T12:00:00Z | Mass-per-mass/ppm harmonization to percent; was mg/kg
SOIL | L_MODV2_SOIL_NO3N_009 | nitrate-nitrogen | NO3N | Ion Exchange Resin | Resin Extraction - Unibest (0.5 M HCl) | Saturated paste |  |  | Spectrophotometric | MEASURED | mg/kg | mg1kg-1 | MilliGM-PER-KiloGM | http://qudt.org/vocab/unit/MilliGM-PER-KiloGM |  |  |  | PROPRIETARY | SUPERSEDED | 2024-11-13T12:00:00Z | 2026-04-02T12:00:00Z | Mass-per-mass/ppm harmonization to percent; was mg/kg
SOIL | L_MODV2_SOIL_NO3N_010 | nitrate-nitrogen | NO3N | Potassium Chloride | 2.0 M KCl | 0.045139 | m/v | 30 min | Cd Red/Spectrophotometric | MEASURED | mg/kg | mg1kg-1 | MilliGM-PER-KiloGM | http://qudt.org/vocab/unit/MilliGM-PER-KiloGM | WERA-103 | Soil, Plant and Water Reference Methods for the Western Region, 2005, WERA-103. Method S-3.10, pp 39-40 |  | OFFICIAL | SUPERSEDED | 2024-11-13T12:00:00Z | 2026-04-02T12:00:00Z | Mass-per-mass/ppm harmonization to percent; was mg/kg
SOIL | L_MODV2_SOIL_NO3N_011 | nitrate-nitrogen | NO3N | Potassium Chloride | 2.0 M KCl | 0.00072338 | m/v | 5 min | ISE | MEASURED | mg/kg | mg1kg-1 | MilliGM-PER-KiloGM | http://qudt.org/vocab/unit/MilliGM-PER-KiloGM | NCERA-13 | North Central Regional Research Publication No. 221 (Revised 2015), Chapter 5, pp 5.2-5.3. |  | OFFICIAL | SUPERSEDED | 2024-11-13T12:00:00Z | 2026-04-03T12:00:00Z | Mass-per-mass/ppm harmonization to percent; was mg/kg ¦ 2026-04-03: Terminology and chemical naming standardization pass.
SOIL | L_MODV2_SOIL_NO3N_012 | nitrate-nitrogen | NO3N | Potassium Chloride | 2.0 M KCl | 0.045139 | m/v | 30 min | Diffusion Conductivity, Spectrophotometric | MEASURED | mg/kg | mg1kg-1 | MilliGM-PER-KiloGM | http://qudt.org/vocab/unit/MilliGM-PER-KiloGM | WERA-103 | Soil, Plant and Water Reference Methods for the Western Region, 2005, WERA-103. Method S-3.10, pp 39-40 |  | OFFICIAL | SUPERSEDED | 2024-11-13T12:00:00Z | 2026-04-03T12:00:00Z | Mass-per-mass/ppm harmonization to percent; was mg/kg ¦ 2026-04-03: Final audit fixes applied
SOIL | L_MODV2_SOIL_NO3N_013 | nitrate-nitrogen | NO3N | Potassium Chloride | 1.0 M KCl | 0.045139 | m/v | 30 min | Cd Red/Spectrophotometric | MEASURED | mg/kg | mg1kg-1 | MilliGM-PER-KiloGM | http://qudt.org/vocab/unit/MilliGM-PER-KiloGM | NCERA-13 | North Central Regional Research Publication No. 221 (Revised 2015), Chapter 5, pp 5.1-5.3. |  | OFFICIAL | SUPERSEDED | 2024-11-13T12:00:00Z | 2026-04-02T12:00:00Z | Mass-per-mass/ppm harmonization to percent; was mg/kg
SOIL | L_MODV2_SOIL_NO3N_014 | nitrate-nitrogen | NO3N | Potassium Chloride | 2.0 M KCl | 0.045139 | m/v | 30 min | Cd Red/Spectrophotometric | MEASURED | mg/kg | mg1kg-1 | MilliGM-PER-KiloGM | http://qudt.org/vocab/unit/MilliGM-PER-KiloGM | NCERA-13 | North Central Regional Research Publication No. 221 (Revised 2015), Chapter 5, pp 5.1-5.3. |  | OFFICIAL | SUPERSEDED | 2024-11-13T12:00:00Z | 2026-04-02T12:00:00Z | Mass-per-mass/ppm harmonization to percent; was mg/kg
SOIL | L_MODV2_SOIL_NO3N_015 | nitrate-nitrogen | NO3N | Potassium Chloride | 0.5 M KCl |  |  |  | Spectrophotometric | MEASURED | mg/kg | mg1kg-1 | MilliGM-PER-KiloGM | http://qudt.org/vocab/unit/MilliGM-PER-KiloGM |  |  |  | EXPERIMENTAL | SUPERSEDED | 2024-11-13T12:00:00Z | 2026-04-02T12:00:00Z | Mass-per-mass/ppm harmonization to percent; was mg/kg
SOIL | L_MODV2_SOIL_NO3N_016 | nitrate-nitrogen | NO3N | Potassium Sulfate | 0.5 M K2SO4 |  |  |  | Spectrophotometric | MEASURED | mg/kg | mg1kg-1 | MilliGM-PER-KiloGM | http://qudt.org/vocab/unit/MilliGM-PER-KiloGM |  |  |  | EXPERIMENTAL | SUPERSEDED | 2024-11-13T12:00:00Z | 2026-04-02T12:00:00Z | Mass-per-mass/ppm harmonization to percent; was mg/kg
SOIL | L_MODV2_SOIL_NO3N_017 | nitrate-nitrogen | NO3N | Saturated paste | Soil saturated with DI water, subsequent extraction and retained for analysis, Chromotrophic Acid | Saturated paste | m/m | 4 hrs | Spectrophotometric | MEASURED | mg/kg | mg1kg-1 | MilliGM-PER-KiloGM | http://qudt.org/vocab/unit/MilliGM-PER-KiloGM | USDA | US Salinity Staff, 1954. L.A Richards (ed.) Diagnosis and improvement of saline alkali soils. 160 p. USDA Handb. 60 US Govt. Print Office, Washington DC. |  | OFFICIAL | SUPERSEDED | 2024-11-13T12:00:00Z | 2026-04-02T12:00:00Z | Mass-per-mass/ppm harmonization to percent; was mg/kg
SOIL | L_MODV2_SOIL_NO3N_018 | nitrate-nitrogen | NO3N | Saturated paste | Soil saturated with DI water, subsequent extraction and retained for analysis | Saturated paste | m/m | 4 hrs | Cd Red/Spectrophotometric | MEASURED | meq/L | meq1l-1 | Needs QUDT Discussion | Needs QUDT Discussion | USDA | US Salinity Staff, 1954. L.A Richards (ed.) Diagnosis and improvement of saline alkali soils. 160 p. USDA Handb. 60 US Govt. Print Office, Washington DC. |  | OFFICIAL | VALID | 2024-11-13T12:00:00Z
SOIL | L_MODV2_SOIL_NO3N_019 | nitrate-nitrogen | NO3N | Saturated paste | Soil saturated with DI water, subsequent extraction and retained for analysis | Saturated paste | m/m | 4 hrs | ISE | MEASURED | meq/L | meq1l-1 | Needs QUDT Discussion | Needs QUDT Discussion | USDA | US Salinity Staff, 1954. L.A Richards (ed.) Diagnosis and improvement of saline alkali soils. 160 p. USDA Handb. 60 US Govt. Print Office, Washington DC. |  | OFFICIAL | VALID | 2024-11-13T12:00:00Z | 2026-04-03T12:00:00Z | 2026-04-03: Terminology harmonization — cross-matrix consistency pass. ¦ 2026-04-03: Terminology and chemical naming standardization pass.
SOIL | L_MODV2_SOIL_NO3N_020 | nitrate-nitrogen | NO3N | Saturated paste | Soil saturated with DI water, subsequent extraction and retained for analysis | Saturated paste | m/m | 4 hrs | Spectrophotometric | MEASURED | meq/L | meq1l-1 | Needs QUDT Discussion | Needs QUDT Discussion | USDA | US Salinity Staff, 1954. L.A Richards (ed.) Diagnosis and improvement of saline alkali soils. 160 p. USDA Handb. 60 US Govt. Print Office, Washington DC. |  | OFFICIAL | VALID | 2024-11-13T12:00:00Z
SOIL | L_MODV2_SOIL_NO3N_021 | nitrate-nitrogen | NO3N | Sodium Bicarbonate | Extraction/Bicarb | 0.055556 |  |  | Cd Red/Spectrophotometric | MEASURED | mg/kg | mg1kg-1 | MilliGM-PER-KiloGM | http://qudt.org/vocab/unit/MilliGM-PER-KiloGM |  |  |  | EXPERIMENTAL | SUPERSEDED | 2024-11-13T12:00:00Z | 2026-04-02T12:00:00Z | Mass-per-mass/ppm harmonization to percent; was mg/kg
SOIL | L_MODV2_SOIL_NO3N_022 | nitrate-nitrogen | NO3N | Saturated paste | Soil saturated with DI water, subsequent extraction and retained for analysis | Saturated paste | m/m | 4 hrs | Ion Chromatography | MEASURED | mEq/L | meq1l-1 | Needs QUDT Discussion | Needs QUDT Discussion | USDA | US Salinity Staff, 1954. L.A Richards (ed.) Diagnosis and improvement of saline alkali soils. 160 p. USDA Handb. 60 US Govt. Print Office, Washington DC. |  | OFFICIAL | VALID | 2024-11-13T12:00:00Z
SOIL | L_MODV2_SOIL_NO3N_023 | nitrate-nitrogen | NO3N | Aluminum Sulfate | Aluminum Sulfate/Boric Acid |  |  |  | ISE | MEASURED | % | prcnt | PERCENT | http://qudt.org/vocab/unit/PERCENT |  |  |  | EXPERIMENTAL | CANDIDATE | 2026-04-02T12:00:00Z
SOIL | L_MODV2_SOIL_NO3N_024 | nitrate-nitrogen | NO3N | Calcium Chloride | 0.01 M CaCl2 | 0.048611 | m/v | 120 min | ICP-OES | MEASURED | % | prcnt | PERCENT | http://qudt.org/vocab/unit/PERCENT | WEPAL | Houba, V.J.G.; Novozamsky, I.; Lexmond, T.M.; Van der Lee, J.J., 2008. Applicability of 0.01 M CaCl2 as a single extraction solution for the assessment of the nutrient status of soils and other diagnostic purposes. Communications in Soil Science and Plant Analysis, Volume 21, 1990 - Issue 19-20. |  | OFFICIAL | CANDIDATE | 2026-04-02T12:00:00Z
SOIL | L_MODV2_SOIL_NO3N_025 | nitrate-nitrogen | NO3N | Calcium Chloride | 2.0 M CaCl2 | 0.045139 | m/v | 30 min | Spectrophotometric | MEASURED | % | prcnt | PERCENT | http://qudt.org/vocab/unit/PERCENT |  |  |  | PROVISIONAL | CANDIDATE | 2026-04-02T12:00:00Z
SOIL | L_MODV2_SOIL_NO3N_026 | nitrate-nitrogen | NO3N | Calcium Sulfate | Calcium Sulfate/ Chromotropic Acid | 0.045139 | m/v | 5 min | Spectrophotometric | MEASURED | % | prcnt | PERCENT | http://qudt.org/vocab/unit/PERCENT | WERA-103 | Soil, Plant and Water Reference Methods for the Western Region, 2005, WERA-103. Method S-3.30, pp 41-42 |  | OFFICIAL | CANDIDATE | 2026-04-02T12:00:00Z
SOIL | L_MODV2_SOIL_NO3N_027 | nitrate-nitrogen | NO3N | H3A-1 | H3A-1 Extractant (H3A-1 0.0024 M citric acid + 0.004 M oxalic acid + 0.004 M malic acid at pH 3.75 ) | 0.048611 | m/v | 10 min | Spectrophotometric | MEASURED | % | prcnt | PERCENT | http://qudt.org/vocab/unit/PERCENT |  | Haney, R. L., et al. "Modifications to the new soil extractant H3A-1: A multinutrient extractant." Communications in soil science and plant analysis 41.12 (2010): 1513-1523. |  | PROVISIONAL | CANDIDATE | 2026-04-02T12:00:00Z
SOIL | L_MODV2_SOIL_NO3N_028 | nitrate-nitrogen | NO3N | Ion Exchange Resin | Resin Extraction - Unibest (0.5 M HCl) | Saturated paste |  |  | Spectrophotometric | MEASURED | % | prcnt | PERCENT | http://qudt.org/vocab/unit/PERCENT |  |  |  | PROPRIETARY | CANDIDATE | 2026-04-02T12:00:00Z
SOIL | L_MODV2_SOIL_NO3N_029 | nitrate-nitrogen | NO3N | Potassium Chloride | 2.0 M KCl | 0.045139 | m/v | 30 min | Cd Red/Spectrophotometric | MEASURED | % | prcnt | PERCENT | http://qudt.org/vocab/unit/PERCENT | WERA-103 | Soil, Plant and Water Reference Methods for the Western Region, 2005, WERA-103. Method S-3.10, pp 39-40 |  | OFFICIAL | CANDIDATE | 2026-04-02T12:00:00Z
SOIL | L_MODV2_SOIL_NO3N_030 | nitrate-nitrogen | NO3N | Potassium Chloride | 2.0 M KCl | 0.00072338 | m/v | 5 min | ISE | MEASURED | % | prcnt | PERCENT | http://qudt.org/vocab/unit/PERCENT | NCERA-13 | North Central Regional Research Publication No. 221 (Revised 2015), Chapter 5, pp 5.2-5.3. |  | OFFICIAL | CANDIDATE | 2026-04-02T12:00:00Z
SOIL | L_MODV2_SOIL_NO3N_031 | nitrate-nitrogen | NO3N | Potassium Chloride | 2.0 M KCl | 0.045139 | m/v | 30 min | Diffusion Conductivity, Spectrophotometric | MEASURED | % | prcnt | PERCENT | http://qudt.org/vocab/unit/PERCENT | WERA-103 | Soil, Plant and Water Reference Methods for the Western Region, 2005, WERA-103. Method S-3.10, pp 39-40 |  | OFFICIAL | CANDIDATE | 2026-04-02T12:00:00Z
SOIL | L_MODV2_SOIL_NO3N_032 | nitrate-nitrogen | NO3N | Potassium Chloride | 1.0 M KCl | 0.045139 | m/v | 30 min | Cd Red/Spectrophotometric | MEASURED | % | prcnt | PERCENT | http://qudt.org/vocab/unit/PERCENT | NCERA-13 | North Central Regional Research Publication No. 221 (Revised 2015), Chapter 5, pp 5.1-5.3. |  | OFFICIAL | CANDIDATE | 2026-04-02T12:00:00Z
SOIL | L_MODV2_SOIL_NO3N_033 | nitrate-nitrogen | NO3N | Potassium Chloride | 2.0 M KCl | 0.045139 | m/v | 30 min | Cd Red/Spectrophotometric | MEASURED | % | prcnt | PERCENT | http://qudt.org/vocab/unit/PERCENT | NCERA-13 | North Central Regional Research Publication No. 221 (Revised 2015), Chapter 5, pp 5.1-5.3. |  | OFFICIAL | CANDIDATE | 2026-04-02T12:00:00Z
SOIL | L_MODV2_SOIL_NO3N_034 | nitrate-nitrogen | NO3N | Potassium Chloride | 0.5 M KCl |  |  |  | Spectrophotometric | MEASURED | % | prcnt | PERCENT | http://qudt.org/vocab/unit/PERCENT |  |  |  | EXPERIMENTAL | CANDIDATE | 2026-04-02T12:00:00Z
SOIL | L_MODV2_SOIL_NO3N_035 | nitrate-nitrogen | NO3N | Potassium Sulfate | 0.5 M K2SO4 |  |  |  | Spectrophotometric | MEASURED | % | prcnt | PERCENT | http://qudt.org/vocab/unit/PERCENT |  |  |  | EXPERIMENTAL | CANDIDATE | 2026-04-02T12:00:00Z
SOIL | L_MODV2_SOIL_NO3N_036 | nitrate-nitrogen | NO3N | Saturated paste | Soil saturated with DI water, subsequent extraction and retained for analysis, Chromotrophic Acid | Saturated paste | m/m | 4 hrs | Spectrophotometric | MEASURED | % | prcnt | PERCENT | http://qudt.org/vocab/unit/PERCENT | USDA | US Salinity Staff, 1954. L.A Richards (ed.) Diagnosis and improvement of saline alkali soils. 160 p. USDA Handb. 60 US Govt. Print Office, Washington DC. |  | OFFICIAL | CANDIDATE | 2026-04-02T12:00:00Z
SOIL | L_MODV2_SOIL_NO3N_037 | nitrate-nitrogen | NO3N | Sodium Bicarbonate | Extraction/Bicarb | 0.055556 |  |  | Cd Red/Spectrophotometric | MEASURED | % | prcnt | PERCENT | http://qudt.org/vocab/unit/PERCENT |  |  |  | EXPERIMENTAL | CANDIDATE | 2026-04-02T12:00:00Z
SOIL | L_MODV2_SOIL_NO2N_001 | nitrite-nitrogen | NO2N | Potassium Chloride | 1.0 M KCl | 0.045139 | m/v | 30 min | Cd Red/Spectrophotometric | MEASURED | mg/kg | mg1kg-1 | MilliGM-PER-KiloGM | http://qudt.org/vocab/unit/MilliGM-PER-KiloGM | NCERA-13 | North Central Regional Research Publication No. 221 (Revised 2015), Chapter 5, pp 5.1-5.3. |  | OFFICIAL | SUPERSEDED | 2024-11-13T12:00:00Z | 2026-04-02T12:00:00Z | Mass-per-mass/ppm harmonization to percent; was mg/kg
SOIL | L_MODV2_SOIL_NO2N_002 | nitrite-nitrogen | NO2N | Potassium Chloride | 1.0 M KCl | 0.045139 | m/v | 30 min | Cd Red/Spectrophotometric | MEASURED | % | prcnt | PERCENT | http://qudt.org/vocab/unit/PERCENT | NCERA-13 | North Central Regional Research Publication No. 221 (Revised 2015), Chapter 5, pp 5.1-5.3. |  | OFFICIAL | CANDIDATE | 2026-04-02T12:00:00Z
SOIL | L_MODV2_SOIL_NMR_001 | nitrogen mineralization rate | NMR | Incubation | Short-term anaerobic incubation with ammonium and nitrate measured colorimetrically pre- and post-incubation | 0.048611 | m/v | Varies | Spectrophotometric | MEASURED | mg/kg | mg1kg-1 | MilliGM-PER-KiloGM | http://qudt.org/vocab/unit/MilliGM-PER-KiloGM | Soil Health Institute | Bundy and Meisinger, 1994 |  | OFFICIAL | SUPERSEDED | 2024-11-13T12:00:00Z | 2026-04-02T12:00:00Z | Mass-per-mass/ppm harmonization to percent; was mg/kg
SOIL | L_MODV2_SOIL_NMR_002 | nitrogen mineralization rate | NMR | Incubation | Short-term anaerobic incubation with ammonium and nitrate measured colorimetrically pre- and post-incubation | 0.048611 | m/v | Varies | Spectrophotometric | MEASURED | % | prcnt | PERCENT | http://qudt.org/vocab/unit/PERCENT | Soil Health Institute | Bundy and Meisinger, 1994 |  | OFFICIAL | CANDIDATE | 2026-04-02T12:00:00Z
SOIL | L_MODV2_SOIL_TKN_001 | nitrogen, total | TKN | Kjeldahl | 18 M H2SO4 | 0.048611 | m/v | 45-75 minutes | Titration | MEASURED | % | prcnt | PERCENT | http://qudt.org/vocab/unit/PERCENT | SSSA | Methods of Soil Analysis: Part 2 Chemical and Microbiological Properties, 9.2.2, Second Edition, Chapter 31. |  | OFFICIAL | SUPERSEDED | 2024-11-13T12:00:00Z | 2026-04-03T12:00:00Z | Analyte and Analyte code corrected: "nitrogen, total kjeldahl" → "nitrogen, total" (Kjeldahl is method, not analyte) | Extraction ratio may vary
SOIL | L_MODV2_SOIL_TKN_002 | nitrogen, total | TKN | Kjeldahl | 18 M H2SO4 | 0.048611 | m/v | 45-75 minutes | Spectrophotometric | MEASURED | % | prcnt | PERCENT | http://qudt.org/vocab/unit/PERCENT | SSSA | Methods of Soil Analysis: Part 2 Chemical and Microbiological Properties, 9.2.2, Second Edition, Chapter 31. |  | OFFICIAL | INVALID | 2024-11-13T12:00:00Z | 2026-04-03T12:00:00Z | Invalid, duplicate code | Extraction ratio may vary
SOIL | L_MODV2_SOIL_TKN_003 | nitrogen, total | TKN | Kjeldahl | 18 M H2SO4 | 0.048611 | m/v | 45-75 minutes | Diffusion Conductivity | MEASURED | % | prcnt | PERCENT | http://qudt.org/vocab/unit/PERCENT | SSSA | Methods of Soil Analysis: Part 2 Chemical and Microbiological Properties, 9.2.2, Second Edition, Chapter 31. |  | OFFICIAL | SUPERSEDED | 2024-11-13T12:00:00Z | 2026-04-03T12:00:00Z | Analyte and Analyte code corrected: "nitrogen, total kjeldahl" → "nitrogen, total" (Kjeldahl is method, not analyte) | Extraction ratio may vary
SOIL | L_MODV2_SOIL_TKN_004 | nitrogen, total | TKN | Kjeldahl | 18 M H2SO4 | 0.048611 | m/v | 45-75 minutes | Steam Distillation/Titration | MEASURED | % | prcnt | PERCENT | http://qudt.org/vocab/unit/PERCENT | SSSA | Methods of Soil Analysis: Part 2 Chemical and Microbiological Properties, 9.2.2, Second Edition, Chapter 31. |  | OFFICIAL | SUPERSEDED | 2024-11-13T12:00:00Z | 2026-04-03T12:00:00Z | Analyte and Analyte code corrected: "nitrogen, total kjeldahl" → "nitrogen, total" (Kjeldahl is method, not analyte) | Extraction ratio may vary
SOIL | L_MODV2_SOIL_TKN_005 | nitrogen, total | TKN | Kjeldahl | 18 M H2SO4 | 0.048611 | m/v | 45-75 minutes | Spectrophotometric | MEASURED | % | prcnt | PERCENT | http://qudt.org/vocab/unit/PERCENT | SSSA | Methods of Soil Analysis: Part 2 Chemical and Microbiological Properties, 9.2.2, Second Edition, Chapter 31. |  | OFFICIAL | INVALID | 2024-11-13T12:00:00Z | 2026-04-03T12:00:00Z | Invalid, duplicate code | Extraction ratio may vary
SOIL | L_MODV2_SOIL_TKN_006 | nitrogen, total | TKN | Kjeldahl | 18 M H2SO4 | 0.048611 | m/v | 45-75 minutes | Diffusion Conductivity | MEASURED | % | prcnt | PERCENT | http://qudt.org/vocab/unit/PERCENT | SSSA | Methods of Soil Analysis: Part 2 Chemical and Microbiological Properties, 9.2.2, Second Edition, Chapter 31. |  | OFFICIAL | SUPERSEDED | 2024-11-13T12:00:00Z | 2026-04-03T12:00:00Z | Analyte and Analyte code corrected: "nitrogen, total kjeldahl" → "nitrogen, total" (Kjeldahl is method, not analyte) | Extraction ratio may vary
SOIL | L_MODV2_SOIL_TKN_007 | nitrogen, total | TKN | Kjeldahl | 18 M H2SO4 | 0.048611 | m/v | 45-75 minutes | Titration | MEASURED | % | prcnt | PERCENT | http://qudt.org/vocab/unit/PERCENT | SSSA | Methods of Soil Analysis: Part 2 Chemical and Microbiological Properties, 9.2.2, Second Edition, Chapter 31. |  | OFFICIAL | SUPERSEDED | 2024-11-13T12:00:00Z | 2026-04-03T12:00:00Z | Analyte and Analyte code corrected: "nitrogen, total kjeldahl" → "nitrogen, total" (Kjeldahl is method, not analyte) | Extraction ratio may vary
SOIL | L_MODV2_SOIL_TN_001 | nitrogen, total | TN | Calculation | Calculation | Calculation | Calculation | Calculation | Calculation | MEASURED | % | prcnt | PERCENT | http://qudt.org/vocab/unit/PERCENT |  |  |  | EXPERIMENTAL | VALID | 2024-11-13T12:00:00Z
SOIL | L_MODV2_SOIL_TN_002 | nitrogen, total | TN | Combustion | Combustion |  |  | 10 min typical | Combustion Analyzer | MEASURED | % | prcnt | PERCENT | http://qudt.org/vocab/unit/PERCENT | WERA-103 | Soil, Plant and Water Reference Methods for the Western Region, 2005, Method S-9.30, pp 116-118. |  | OFFICIAL | VALID | 2024-11-13T12:00:00Z | 2026-04-03T12:00:00Z | 2026-04-03: Final audit fixes applied
SOIL | L_MODV2_SOIL_TN_003 | nitrogen, total | TN | Slurry | Deionized Water |  | m/v |  | Spectrophotometric | MEASURED | % | prcnt | PERCENT | http://qudt.org/vocab/unit/PERCENT |  |  |  | EXPERIMENTAL | VALID | 2024-11-13T12:00:00Z
SOIL | L_MODV2_SOIL_TN_004 | nitrogen, total | TN | Ion Exchange Resin | Resin Extraction - Unibest (0.5 M HCl) | Saturated paste |  |  | Spectrophotometric | MEASURED | lb/ac/day | lb1ac-1day-1 | [5 empty] | PROPRIETARY | SUPERSEDED | 2024-11-13T12:00:00Z | 2026-04-02T12:00:00Z | Imperial-to-SI conversion; was lb/ac/day
SOIL | L_MODV2_SOIL_TN_005 | nitrogen, total | TN | Ion Exchange Resin | Resin Extraction - Unibest (0.5 M HCl) | Saturated paste |  |  | Spectrophotometric | MEASURED | kg/ha/day | kg1ha-1day-1 | Needs QUDT Discussion | Needs QUDT Discussion |  |  |  | PROPRIETARY | CANDIDATE | 2026-04-03T12:00:00Z
SOIL | L_MODV2_SOIL_TN_006 | nitrogen, total | TN | Kjeldahl | 18 M H2SO4 | 0.048611 | m/v | 45-75 minutes | Titration | MEASURED | % | prcnt | PERCENT | http://qudt.org/vocab/unit/PERCENT | SSSA | Methods of Soil Analysis: Part 2 Chemical and Microbiological Properties, 9.2.2, Second Edition, Chapter 31. |  | OFFICIAL | CANDIDATE | 2026-04-03T12:00:00Z |  |  | Extraction ratio may vary
SOIL | L_MODV2_SOIL_TN_007 | nitrogen, total | TN | Kjeldahl | 18 M H2SO4 | 0.048611 | m/v | 45-75 minutes | Spectrophotometric | MEASURED | % | prcnt | PERCENT | http://qudt.org/vocab/unit/PERCENT | SSSA | Methods of Soil Analysis: Part 2 Chemical and Microbiological Properties, 9.2.2, Second Edition, Chapter 31. |  | OFFICIAL | CANDIDATE | 2026-04-03T12:00:00Z |  |  | Extraction ratio may vary
SOIL | L_MODV2_SOIL_TN_008 | nitrogen, total | TN | Kjeldahl | 18 M H2SO4 | 0.048611 | m/v | 45-75 minutes | Diffusion Conductivity | MEASURED | % | prcnt | PERCENT | http://qudt.org/vocab/unit/PERCENT | SSSA | Methods of Soil Analysis: Part 2 Chemical and Microbiological Properties, 9.2.2, Second Edition, Chapter 31. |  | OFFICIAL | CANDIDATE | 2026-04-03T12:00:00Z |  |  | Extraction ratio may vary
SOIL | L_MODV2_SOIL_TN_009 | nitrogen, total | TN | Kjeldahl | 18 M H2SO4 | 0.048611 | m/v | 45-75 minutes | Steam Distillation/Titration | MEASURED | % | prcnt | PERCENT | http://qudt.org/vocab/unit/PERCENT | SSSA | Methods of Soil Analysis: Part 2 Chemical and Microbiological Properties, 9.2.2, Second Edition, Chapter 31. |  | OFFICIAL | CANDIDATE | 2026-04-03T12:00:00Z |  |  | Extraction ratio may vary
SOIL | L_MODV2_SOIL_TIN_001 | nitrogen, total inorganic | TIN | Calculation | Calculation | Calculation | Calculation | Calculation | Calculation | MEASURED | mg/kg | mg1kg-1 | MilliGM-PER-KiloGM | http://qudt.org/vocab/unit/MilliGM-PER-KiloGM | SSSA | Methods of Soil Analysis: Part 2 Chemical and Microbiological Properties, 9.2.2, Second Edition, Chapter 33. |  | OFFICIAL | SUPERSEDED | 2024-11-13T12:00:00Z | 2026-04-02T12:00:00Z | Mass-per-mass/ppm harmonization to percent; was mg/kg
SOIL | L_MODV2_SOIL_TIN_002 | nitrogen, total inorganic | TIN | Calculation | Calculation | Calculation | Calculation | Calculation | Calculation | MEASURED | % | prcnt | PERCENT | http://qudt.org/vocab/unit/PERCENT | SSSA | Methods of Soil Analysis: Part 2 Chemical and Microbiological Properties, 9.2.2, Second Edition, Chapter 33. |  | OFFICIAL | CANDIDATE | 2026-04-02T12:00:00Z
SOIL | L_MODV2_SOIL_OC_001 | organic carbon | OC | Dry Combustion | O2 |  |  |  | Combustion Analyzer | MEASURED | % | prcnt | PERCENT | http://qudt.org/vocab/unit/PERCENT | WERA-103 | Soil, Plant and Water Reference Methods for the Western Region, 3rd Edition, 2005, Method S-9.10, pp 111-113. |  | OFFICIAL | VALID | 2024-11-13T12:00:00Z | 2026-04-03T12:00:00Z | Combustion method renamed: "Combustion" → "Dry Combustion" ¦ 2026-04-03: Final audit fixes applied
SOIL | L_MODV2_SOIL_OC_002 | organic carbon | OC | Walkley-Black | Walkley-Black (0.5 M Na2Cr2O7 •2H2O in 5 M H2SO4) | 0.048611 | m/v | 30 min | Spectrophotometric | MEASURED | % | prcnt | PERCENT | http://qudt.org/vocab/unit/PERCENT | NCERA-13 | North Central Regional Research Publication No. 221 (Revised 2015), Chapter 12, pp 12.4-12.5. |  | OFFICIAL | VALID | 2024-11-13T12:00:00Z
SOIL | L_MODV2_SOIL_OC_003 | organic carbon | OC | Walkley-Black | Dichromate Acid, Titration FeCl3 | 0.0625 | m/v | 30 min | Titration | MEASURED | % | prcnt | PERCENT | http://qudt.org/vocab/unit/PERCENT | NCERA-13 | North Central Regional Research Publication No. 221 (Revised 2015), Chapter 12, pp 12.5-12.6. |  | OFFICIAL | VALID | 2024-11-13T12:00:00Z
SOIL | L_MODV2_SOIL_OC_004 | organic carbon | OC | Walkley-Black | Walkley-Black (0.167 M K2Cr2O7 + conc. H2SO4), Titration with FeCl3 | 0.0625 | m/v | 30 min | Titration | MEASURED | % | prcnt | PERCENT | http://qudt.org/vocab/unit/PERCENT | NCERA-13 | North Central Regional Research Publication No. 221 (Revised 2015), Chapter 12, pp 12.3-12.4. |  | OFFICIAL | VALID | 2024-11-13T12:00:00Z
SOIL | L_MODV2_SOIL_OC_005 | organic carbon | OC | Slurry | Deionized Water | 0.048611 |  |  | Combustion Analyzer | MEASURED | mg/kg | mg1kg-1 | MilliGM-PER-KiloGM | http://qudt.org/vocab/unit/MilliGM-PER-KiloGM |  |  |  | EXPERIMENTAL | RETIRED | 2024-11-13T12:00:00Z
SOIL | L_MODV2_SOIL_OC_006 | organic carbon | OC | Loss on Ignition (LOI) | Loss-on-Ignition - Heat at 360 C for two hours (after temperature reaches 360 C) |  |  | 120 min | Gravimetric | MEASURED | % | prcnt | PERCENT | http://qudt.org/vocab/unit/PERCENT | ASPAC | KARLA, Y. P., and D. G.MAYNARD, 1991. Methods manual for forest soil and plant analysis. For. Can., Northwest Reg., North.For. Cent., Edmonton, Alberta. Canada. L11 |  | EXPERIMENTAL | VALID | 2024-11-13T12:00:00Z | 2026-04-03T12:00:00Z | 2026-04-03: Terminology and chemical naming standardization pass. ¦ 2026-04-03: Final audit fixes applied
SOIL | L_MODV2_SOIL_TOC_001 | organic carbon, total | TOC | Dichromate Acid | Titration with FeCl3 |  |  |  | Titration | MEASURED | % | prcnt | PERCENT | http://qudt.org/vocab/unit/PERCENT |  |  |  | EXPERIMENTAL | RETIRED | 2024-11-13T12:00:00Z
SOIL | L_MODV2_SOIL_OM_001 | organic matter | OM | Calculation | Organic Matter (Calculated) | Calculation | Calculation | Calculation | Calculation | CALCULATION | % | prcnt | PERCENT | http://qudt.org/vocab/unit/PERCENT |  |  |  | EXPERIMENTAL | VALID | 2024-11-13T12:00:00Z
SOIL | L_MODV2_SOIL_OM_002 | organic matter | OM | Color | Munsel Color Chart |  |  |  | Calculation | MEASURED | % | prcnt | PERCENT | http://qudt.org/vocab/unit/PERCENT |  |  |  | EXPERIMENTAL | INVALID | 2024-11-13T12:00:00Z
SOIL | L_MODV2_SOIL_OM_003 | organic matter | OM | Dry Combustion | O2 |  |  | 10 min | Combustion Analyzer | MEASURED | % | prcnt | PERCENT | http://qudt.org/vocab/unit/PERCENT | WERA-103 | Soil, Plant and Water Reference Methods for the Western Region, 3rd Edition, 2005, Method S-9.10, pp 111-113. |  | OFFICIAL | VALID | 2024-11-13T12:00:00Z | 2026-04-03T12:00:00Z | Combustion method renamed: "Combustion" → "Dry Combustion" ¦ 2026-04-03: Final audit fixes applied
SOIL | L_MODV2_SOIL_OM_004 | organic matter | OM | Loss on Ignition (LOI) | Loss-on-Ignition - Heat at 360 C for two hours (after temperature reaches 360 C) |  |  | 120 min | Gravimetric | MEASURED | % | prcnt | PERCENT | http://qudt.org/vocab/unit/PERCENT | NCERA-13 | North Central Regional Research Publication No. 221 (Revised 2015), Chapter 12, pp 12.5-12.6. |  | OFFICIAL | VALID | 2024-11-13T12:00:00Z | 2026-04-03T12:00:00Z | 2026-04-03: Terminology and chemical naming standardization pass. ¦ 2026-04-03: Final audit fixes applied
SOIL | L_MODV2_SOIL_OM_005 | organic matter | OM | Walkley-Black | Walkley-Black (0.5 M Na2Cr2O7 •2H2O in 5 M H2SO4) | 0.048611 | m/v | 30 min | Spectrophotometric | MEASURED | % | prcnt | PERCENT | http://qudt.org/vocab/unit/PERCENT | NCERA-13 | North Central Regional Research Publication No. 221 (Revised 2015), Chapter 12, pp 12.4-12.5. |  | OFFICIAL | VALID | 2024-11-13T12:00:00Z
SOIL | L_MODV2_SOIL_OM_006 | organic matter | OM | Walkley-Black | Walkley-Black (0.167 M K2Cr2O7 + conc. H2SO4), Titration with FeCl3 | 0.048611 | m/v | 30 min | Titration | MEASURED | % | prcnt | PERCENT | http://qudt.org/vocab/unit/PERCENT | NCERA-13 | North Central Regional Research Publication No. 221 (Revised 2015), Chapter 12, pp 12.3-12.4. |  | OFFICIAL | VALID | 2024-11-13T12:00:00Z
SOIL | L_MODV2_SOIL_OM_007 | organic matter | OM | Loss on Ignition (LOI) | Loss-on-Ignition - Heat at 550 C for two hours (after temperature reaches 360 C) |  |  | 120 min | Gravimetric | MEASURED | % | prcnt | PERCENT | http://qudt.org/vocab/unit/PERCENT | Cornell | https://bpb-us-e1.wpmucdn.com/blogs.cornell.edu/dist/7/9922/files/2022/04/CSH10-Soil-Organic-Matter-Loss-on-Ignition-Total-C-Soil-Organic-Carbon-and-Total-N-SOP-4-2022.pdf |  | EXPERIMENTAL | VALID | 2024-11-13T12:00:00Z | 2026-04-03T12:00:00Z | 2026-04-03: Terminology and chemical naming standardization pass. ¦ 2026-04-03: Final audit fixes applied
SOIL | L_MODV2_SOIL_ON_001 | organic nitrogen | ON | Calculation | Calculation | Calculation | Calculation | Calculation | Calculation | MEASURED | mg/L | mg1L-1 | MilliGM-PER-L | http://qudt.org/vocab/unit/MilliGM-PER-L |  |  |  | EXPERIMENTAL | VALID | 2024-11-13T12:00:00Z
SOIL | L_MODV2_SOIL_OTHER_001 | other | OTHER | [6 empty] | MEASURED |  | none | UNITLESS | Needs QUDT Discussion |  |  |  | EXPERIMENTAL | VALID | 2024-11-13T12:00:00Z
SOIL | L_MODV2_SOIL_PCURATIO_001 | P:Cu ratio | PCURATIO | Mehlich 3 |  |  |  |  | ICP-OES | MEASURED | ratio | ratio | UNITLESS | http://qudt.org/vocab/unit/UNITLESS |  |  |  | EXPERIMENTAL | RETIRED | 2024-11-13T12:00:00Z | 2026-04-02T12:00:00Z | Analyte Measurement Method clarified: ICP → ICP-OES
SOIL | L_MODV2_SOIL_PCURATIO_002 | P:Cu ratio | PCURATIO | [5 empty] | Calculation | MEASURED | ratio | ratio | UNITLESS | http://qudt.org/vocab/unit/UNITLESS |  |  |  | EXPERIMENTAL | RETIRED | 2024-11-13T12:00:00Z
SOIL | L_MODV2_SOIL_PMNRATIO_001 | P:Mn ratio | PMNRATIO | Mehlich 3 |  |  |  |  | ICP-OES | MEASURED | ratio | ratio | UNITLESS | http://qudt.org/vocab/unit/UNITLESS |  |  |  | EXPERIMENTAL | RETIRED | 2024-11-13T12:00:00Z | 2026-04-02T12:00:00Z | Analyte Measurement Method clarified: ICP → ICP-OES
SOIL | L_MODV2_SOIL_PMNRATIO_002 | P:Mn ratio | PMNRATIO | [5 empty] | Calculation | MEASURED | ratio | ratio | UNITLESS | http://qudt.org/vocab/unit/UNITLESS |  |  |  | EXPERIMENTAL | RETIRED | 2024-11-13T12:00:00Z
SOIL | L_MODV2_SOIL_PSRATIO_001 | P:S ratio | PSRATIO | Mehlich 3 ICP |  |  |  |  | ICP-OES, AAS | MEASURED | ratio | ratio | UNITLESS | http://qudt.org/vocab/unit/UNITLESS |  |  |  | EXPERIMENTAL | RETIRED | 2024-11-13T12:00:00Z | 2026-04-03T12:00:00Z | 2026-04-03: Terminology and chemical naming standardization pass.
SOIL | L_MODV2_SOIL_PSRATIO_002 | P:S ratio | PSRATIO | [5 empty] | Calculation | MEASURED | ratio | ratio | UNITLESS | http://qudt.org/vocab/unit/UNITLESS |  |  |  | EXPERIMENTAL | RETIRED | 2024-11-13T12:00:00Z
SOIL | L_MODV2_SOIL_PZNRATIO_001 | P:Zn ratio | PZNRATIO | Mehlich 3 |  |  |  |  | ICP-OES | MEASURED | ratio | ratio | UNITLESS | http://qudt.org/vocab/unit/UNITLESS |  |  |  | EXPERIMENTAL | INVALID | 2024-11-13T12:00:00Z | 2026-04-02T12:00:00Z | Invalid, duplicate code
SOIL | L_MODV2_SOIL_PZNRATIO_001 | P:Zn ratio | PZNRATIO | [5 empty] | Calculation | MEASURED | ratio | ratio | UNITLESS | http://qudt.org/vocab/unit/UNITLESS |  |  |  | EXPERIMENTAL | INVALID | 2024-11-13T12:00:00Z | 2025-08-12T12:00:00Z | Invalid, duplicate
SOIL | L_MODV2_SOIL_PZNRATIO_002 | P:Zn ratio | PZNRATIO | Mehlich 3 |  |  |  |  | ICP-OES | MEASURED | ratio | ratio | UNITLESS | http://qudt.org/vocab/unit/UNITLESS |  |  |  | EXPERIMENTAL | RETIRED | 2025-08-12T12:00:00Z | 2026-04-02T12:00:00Z | Analyte Measurement Method clarified: ICP → ICP-OES
SOIL | L_MODV2_SOIL_PZNRATIO_003 | P:Zn ratio | PZNRATIO | [5 empty] | Calculation | MEASURED | ratio | ratio | UNITLESS | http://qudt.org/vocab/unit/UNITLESS |  |  |  | EXPERIMENTAL | RETIRED | 2025-08-12T12:00:00Z
SOIL | L_MODV2_SOIL_PARTDENS_001 | particle density | PARTDENS | Sodium Hexametaphosphate Solution / Electrical Mixer | Sodium hexameta phosphate, 5g/L | 0.055556 | m/m | 120 min | Pycnometer | MEASURED | g/cm3 | g1[cm3]-1 | GM-PER-CentiM3 | http://qudt.org/vocab/unit/GM-PER-CentiM3 | SSSA | Methods of Soil Analysis: Part 4 Physical Methods, 5.4. Gee and Or, 2002. Chapter 2.4. Particle-Size Analysis, pages 265-269. |  | OFFICIAL | VALID | 2024-11-13T12:00:00Z | 2026-04-03T12:00:00Z | 2026-04-03: Final audit fixes applied | Extraction ratio may vary
SOIL | L_MODV2_SOIL_POM_001 | particulate organic matter 53-2000 um | POM | Sodium Hexametaphosphate Solution / Reciprocating Shaker | Sodium hexameta phosphate, 5g/L | 0.048611 | m/m | 18 hrs | Gravimetric | MEASURED | mg/kg | mg1kg-1 | MilliGM-PER-KiloGM | http://qudt.org/vocab/unit/MilliGM-PER-KiloGM | SSSA | Cambardella, Cynthia A., and E. T. Elliott. "Particulate soil organic‐matter changes across a grassland cultivation sequence." Soil science society of America journal 56.3 (1992): 777-783. |  | EXPERIMENTAL | SUPERSEDED | 2024-11-13T12:00:00Z | 2026-04-03T12:00:00Z | Mass-per-mass/ppm harmonization to percent; was mg/kg ¦ 2026-04-03: Final audit fixes applied | Extraction ratio may vary
SOIL | L_MODV2_SOIL_POM_002 | particulate organic matter 53-2000 um | POM | Sodium Hexametaphosphate Solution / Reciprocating Shaker | Sodium hexameta phosphate, 5g/L | 0.048611 | m/m | 18 hrs | Gravimetric | MEASURED | % | prcnt | PERCENT | http://qudt.org/vocab/unit/PERCENT | SSSA | Cambardella, Cynthia A., and E. T. Elliott. "Particulate soil organic‐matter changes across a grassland cultivation sequence." Soil science society of America journal 56.3 (1992): 777-783. |  | EXPERIMENTAL | CANDIDATE | 2026-04-02T12:00:00Z |  |  | Extraction ratio may vary
SOIL | L_MODV2_SOIL_MNO4OXC_001 | permanganate-oxidizable carbon (POXC) | MNO4OXC | Potassium Permanganate | KMnO4 | 0.044444 | m/v | 2 min | Spectrophotometric | MEASURED | mg/kg | mg1kg-1 | MilliGM-PER-KiloGM | http://qudt.org/vocab/unit/MilliGM-PER-KiloGM | AJAC/SSSA | Am. J. of Alt. Agric. 18: 3–17. doi:10.1079/AJAA2003003, Soil Sci. Soc. Am. J. 76:494–504. doi:10.2136/sssaj2011.0286 |  | PROVISIONAL | SUPERSEDED | 2024-11-13T12:00:00Z | 2026-04-02T12:00:00Z | Mass-per-mass/ppm harmonization to percent; was mg/kg
SOIL | L_MODV2_SOIL_MNO4OXC_002 | permanganate-oxidizable carbon (POXC) | MNO4OXC | Potassium permanganate | Permanganate oxidizable carbon (POXC). Digestion followed by colorimetric measurement | 0.048611 | m/v | 2 min | Spectrophotometric | MEASURED | mg/kg | mg1kg-1 | MilliGM-PER-KiloGM | http://qudt.org/vocab/unit/MilliGM-PER-KiloGM | Soil Health Institute | Weil, et al., 2003 |  | OFFICIAL | SUPERSEDED | 2024-11-13T12:00:00Z | 2026-04-02T12:00:00Z | Mass-per-mass/ppm harmonization to percent; was mg/kg
SOIL | L_MODV2_SOIL_MNO4OXC_003 | permanganate-oxidizable carbon (POXC) | MNO4OXC | Potassium Permanganate | KMnO4 | 0.044444 | m/v | 2 min | Spectrophotometric | MEASURED | % | prcnt | PERCENT | http://qudt.org/vocab/unit/PERCENT | AJAC/SSSA | Am. J. of Alt. Agric. 18: 3–17. doi:10.1079/AJAA2003003, Soil Sci. Soc. Am. J. 76:494–504. doi:10.2136/sssaj2011.0286 |  | PROVISIONAL | CANDIDATE | 2026-04-02T12:00:00Z
SOIL | L_MODV2_SOIL_MNO4OXC_004 | permanganate-oxidizable carbon (POXC) | MNO4OXC | Potassium permanganate | Permanganate oxidizable carbon (POXC). Digestion followed by colorimetric measurement | 0.048611 | m/v | 2 min | Spectrophotometric | MEASURED | % | prcnt | PERCENT | http://qudt.org/vocab/unit/PERCENT | Soil Health Institute | Weil, et al., 2003 |  | OFFICIAL | CANDIDATE | 2026-04-02T12:00:00Z
SOIL | L_MODV2_SOIL_PH_001 | pH | PH | Calcium Chloride | 0.01 M CaCl2 | 0.048611 | m/v | 120 min | H+ ISE | MEASURED | mg/kg | mg1kg-1 | MilliGM-PER-KiloGM | http://qudt.org/vocab/unit/MilliGM-PER-KiloGM | WEPAL | Houba, V.J.G.; Novozamsky, I.; Lexmond, T.M.; Van der Lee, J.J., 2008. Applicability of 0.01 M CaCl2 as a single extraction solution for the assessment of the nutrient status of soils and other diagnostic purposes. Communications in Soil Science and Plant Analysis, Volume 21, 1990 - Issue 19-20. |  | OFFICIAL | SUPERSEDED | 2024-11-13T12:00:00Z | 2026-04-02T12:00:00Z | Mass-per-mass/ppm harmonization to percent; was mg/kg
SOIL | L_MODV2_SOIL_PH_002 | pH | PH | Calcium Chloride | 0.01 M CaCl2 | 0.042361 | m/v | 15 min | H+ ISE | MEASURED | S.U. | su | PH | http://qudt.org/vocab/unit/PH | WERA-103 | Soil, Plant and Water Reference Methods for the Western Region, 4th Edition, 2013, WERA-103. Method S-2.20 |  | OFFICIAL | VALID | 2024-11-13T12:00:00Z
SOIL | L_MODV2_SOIL_PH_003 | pH | PH | Calcium Chloride | 0.01 M CaCl2 | 0.043056 | m/v | 15 min | H+ ISE | MEASURED | S.U. | su | PH | http://qudt.org/vocab/unit/PH | SERA-6 | Soil Test Methods From the Southeastern United States, SERA-IEG-6, 2014, Chapter 3.2 |  | OFFICIAL | VALID | 2024-11-13T12:00:00Z
SOIL | L_MODV2_SOIL_PH_004 | pH | PH | Calcium Chloride | 0.01 M CaCl2 | 0.043056 | m/v | 15 min | H+ ISE | MEASURED | S.U. | su | PH | http://qudt.org/vocab/unit/PH | SERA-6 | Soil Test Methods From the Southeastern United States, SERA-IEG-6, 2014, Chapter 3.2 |  | OFFICIAL | VALID | 2024-11-13T12:00:00Z | 2026-04-03T12:00:00Z | 2026-04-03: Terminology and chemical naming standardization pass.
SOIL | L_MODV2_SOIL_PH_005 | pH | PH | Slurry | Deionized Water | 0.042361 | m/v | 30 min | H+ ISE | MEASURED | S.U. | su | PH | http://qudt.org/vocab/unit/PH | NCERA-13 | North Central Regional Research Publication No. 221 (Revised 2015), Chapter 4, pp 4.1-4.2. |  | OFFICIAL | VALID | 2024-11-13T12:00:00Z
SOIL | L_MODV2_SOIL_PH_006 | pH | PH | Slurry | Deionized Water | 0.043056 | m/v | 15 min | H+ ISE | MEASURED | S.U. | su | PH | http://qudt.org/vocab/unit/PH | WERA-103 | Soil, Plant and Water Reference Methods for the Western Region, 4th Edition, 2013, WERA-103. Method S-2.22 |  | OFFICIAL | VALID | 2024-11-13T12:00:00Z
SOIL | L_MODV2_SOIL_PH_007 | pH | PH | Slurry | Deionized Water | 0.00072338 | m/v | 15 min | H+ ISE | MEASURED | S.U. | su | PH | http://qudt.org/vocab/unit/PH | SERA-6 |  |  | PROVISIONAL | VALID | 2024-11-13T12:00:00Z
SOIL | L_MODV2_SOIL_PH_008 | pH | PH | Slurry | Deionized Water | 0.045139 | m/v | 15 min | H+ ISE | MEASURED | S.U. | su | PH | http://qudt.org/vocab/unit/PH | SERA-6 |  |  | PROVISIONAL | VALID | 2024-11-13T12:00:00Z
SOIL | L_MODV2_SOIL_PH_009 | pH | PH | Potassium Chloride | 1.0 M KCl | 0.042361 | m/v | 15 min | H+ ISE | MEASURED | S.U. | su | PH | http://qudt.org/vocab/unit/PH | SERA-6 | Soil Test Methods From the Southeastern United States, SERA-IEG-6, 2014, Chapter 3.2 |  | OFFICIAL | VALID | 2024-11-13T12:00:00Z | 2026-04-03T12:00:00Z | 2026-04-03: Terminology and chemical naming standardization pass.
SOIL | L_MODV2_SOIL_PH_010 | pH | PH | Potassium Chloride | 1.0 M KCl | 0.042361 | m/v | 15 min | H+ ISE | MEASURED | S.U. | su | PH | http://qudt.org/vocab/unit/PH | SERA-6 | Soil Test Methods From the Southeastern United States, SERA-IEG-6, 2014, Chapter 3.2 |  | OFFICIAL | VALID | 2024-11-13T12:00:00Z
SOIL | L_MODV2_SOIL_PH_011 | pH | PH | Potassium Chloride | 0.01 M CaCl2 | 0.045139 | m/v | Stir, 30 minute settle | H+ ISE | MEASURED | S.U. | su | PH | http://qudt.org/vocab/unit/PH |  |  |  | EXPERIMENTAL | VALID | 2024-11-13T12:00:00Z | 2026-04-03T12:00:00Z | 2026-04-03: Terminology and chemical naming standardization pass.
SOIL | L_MODV2_SOIL_PH_012 | pH | PH | Potassium Chloride | 1.0 N KCl | 0.045139 | m/v | Stir vigorously, settle for 15 minutes | H+ ISE | MEASURED | S.U. | su | PH | http://qudt.org/vocab/unit/PH |  |  |  | EXPERIMENTAL | VALID | 2024-11-13T12:00:00Z | 2026-04-03T12:00:00Z | 2026-04-03: Terminology and chemical naming standardization pass.
SOIL | L_MODV2_SOIL_PH_013 | pH | PH | Saturated paste | Soil saturated with DI water, subsequent extraction and retained for analysis | Saturated paste | m/m | 4 hrs | H+ ISE | MEASURED | S.U. | su | PH | http://qudt.org/vocab/unit/PH | USDA | US Salinity Staff, 1954. L.A Richards (ed.) Diagnosis and improvement of saline alkali soils. 160 p. USDA Handb. 60 US Govt. Print Office, Washington DC. |  | OFFICIAL | VALID | 2024-11-13T12:00:00Z
SOIL | L_MODV2_SOIL_PH_014 | pH | PH | Calcium Chloride | 0.01 M CaCl2 | 0.048611 | m/v | 120 min | H+ ISE | MEASURED | % | prcnt | PERCENT | http://qudt.org/vocab/unit/PERCENT | WEPAL | Houba, V.J.G.; Novozamsky, I.; Lexmond, T.M.; Van der Lee, J.J., 2008. Applicability of 0.01 M CaCl2 as a single extraction solution for the assessment of the nutrient status of soils and other diagnostic purposes. Communications in Soil Science and Plant Analysis, Volume 21, 1990 - Issue 19-20. |  | OFFICIAL | CANDIDATE | 2026-04-02T12:00:00Z
SOIL | L_MODV2_SOIL_PO4_001 | phosphate | PO4 | Saturated paste | Soil saturated with DI water, subsequent extraction and retained for analysis | Saturated paste | m/m | 4 hrs | ICP-OES, ICP-MS | MEASURED | mg/kg | mg1kg-1 | MilliGM-PER-KiloGM | http://qudt.org/vocab/unit/MilliGM-PER-KiloGM | WERA-103 | Soil, Plant and Water Reference Methods for the Western Region, 4th Edition, 2013. Method S-15.1 |  | OFFICIAL | SUPERSEDED | 2024-11-13T12:00:00Z | 2026-04-03T12:00:00Z | Mass-per-mass/ppm harmonization to percent; was mg/kg ¦ 2026-04-03: Terminology harmonization — cross-matrix consistency pass.
SOIL | L_MODV2_SOIL_PO4_002 | phosphate | PO4 | Saturated paste | Soil saturated with DI water, subsequent extraction and retained for analysis | Saturated paste | m/m | 4 hrs | ICP-OES, ICP-MS | MEASURED | % | prcnt | PERCENT | http://qudt.org/vocab/unit/PERCENT | WERA-103 | Soil, Plant and Water Reference Methods for the Western Region, 4th Edition, 2013. Method S-15.1 |  | OFFICIAL | CANDIDATE | 2026-04-02T12:00:00Z
SOIL | L_MODV2_SOIL_PLFA_001 | phospholipid fatty acid (PLFA) | PLFA | PLFA | Bligh-Dyer extractant, solid phase extraction, transesterification; | 0.048611 | m/v |  | Gas chromatograph | MEASURED | mg/kg | mg1kg-1 | MilliGM-PER-KiloGM | http://qudt.org/vocab/unit/MilliGM-PER-KiloGM | Soil Health Institute | Buyer and Sasser, 2012 |  | OFFICIAL | SUPERSEDED | 2024-11-13T12:00:00Z | 2026-04-02T12:00:00Z | Mass-per-mass/ppm harmonization to percent; was mg/kg
SOIL | L_MODV2_SOIL_PLFA_002 | phospholipid fatty acid (PLFA) | PLFA | PLFA | Bligh-Dyer extractant, solid phase extraction, transesterification; | 0.048611 | m/v |  | Gas chromatograph | MEASURED | % | prcnt | PERCENT | http://qudt.org/vocab/unit/PERCENT | Soil Health Institute | Buyer and Sasser, 2012 |  | OFFICIAL | CANDIDATE | 2026-04-02T12:00:00Z
SOIL | L_MODV2_SOIL_PMONOEST_001 | phosphomonoesterase | PMONOEST | Incubation | Assay incubation | 0.048611 | v/v |  | Spectrophotometric | MEASURED | mg/kg | mg1kg-1 | MilliGM-PER-KiloGM | http://qudt.org/vocab/unit/MilliGM-PER-KiloGM | Soil Health Institute | Acosta-Martinez and Tabatabai, 2011 |  | OFFICIAL | SUPERSEDED | 2024-11-13T12:00:00Z | 2026-04-02T12:00:00Z | Mass-per-mass/ppm harmonization to percent; was mg/kg
SOIL | L_MODV2_SOIL_PMONOEST_002 | phosphomonoesterase | PMONOEST | Incubation | Assay incubation | 0.048611 | v/v |  | Spectrophotometric | MEASURED | % | prcnt | PERCENT | http://qudt.org/vocab/unit/PERCENT | Soil Health Institute | Acosta-Martinez and Tabatabai, 2011 |  | OFFICIAL | CANDIDATE | 2026-04-02T12:00:00Z
SOIL | L_MODV2_SOIL_P_001 | phosphorus | P | Ammonium Acetate | 1.0 N Ammonium Acetate, pH 7.0 | 0.048611 | m/v | 30 min | ICP-OES | MEASURED | mg/kg | mg1kg-1 | MilliGM-PER-KiloGM | http://qudt.org/vocab/unit/MilliGM-PER-KiloGM |  | North Central Regional Research Publication No. 221 (Revised 2015), Chapter 7, pp 7.1-7.3 |  | EXPERIMENTAL | SUPERSEDED | 2024-11-13T12:00:00Z | 2026-04-02T12:00:00Z | Mass-per-mass/ppm harmonization to percent; was mg/kg
SOIL | L_MODV2_SOIL_P_002 | phosphorus | P | Ammonium Lactate | Ammonium Lactate 0.1 N NH4 lactate + 0.4 N CH3COON, pH 3.7 | 0.055556 | m/v | 4 hrs | Spectrophotometric | MEASURED | mg/kg | mg1kg-1 | MilliGM-PER-KiloGM | http://qudt.org/vocab/unit/MilliGM-PER-KiloGM |  | SIS (Standardizing Commission in Sweden). 1993. Soil Analysis - Extraction and Determination of Phosphorus, Potassium, Calcium, Magnesium and Sodium from Soils with Ammonium Lactate/acetic Acid Solution (the AL‐method) SS 028310 Stockholm, Sweden |  | EXPERIMENTAL | SUPERSEDED | 2024-11-13T12:00:00Z | 2026-04-03T12:00:00Z | Mass-per-mass/ppm harmonization to percent; was mg/kg ¦ 2026-04-03: Terminology and chemical naming standardization pass.
SOIL | L_MODV2_SOIL_P_003 | phosphorus | P | Aqua Regia | Aqua Regia (HCl:HNO3, 3:1) | 0.048611 | m/v | 20 min | ICP-OES, ICP-MS | MEASURED | mg/kg | mg1kg-1 | MilliGM-PER-KiloGM | http://qudt.org/vocab/unit/MilliGM-PER-KiloGM |  | ISO standard 11466 or EPA 3051A |  | PROVISIONAL | SUPERSEDED | 2024-11-13T12:00:00Z | 2026-04-03T12:00:00Z | Mass-per-mass/ppm harmonization to percent; was mg/kg; Reagent abbreviation: "Aqua Regia (3:1 mixture of hydrochloric " → "Aqua Regia (HCl:HNO3, 3:1)" ¦ 2026-04-03: Terminology harmonization — cross-matrix consistency pass.
SOIL | L_MODV2_SOIL_P_004 | phosphorus | P | Bray 1 | Bray P1, 0.03 N NH4F + 0.025 N HCl, pH 2.7 | 0.048611 | m/v | 5 min | Spectrophotometric | MEASURED | mg/kg | mg1kg-1 | MilliGM-PER-KiloGM | http://qudt.org/vocab/unit/MilliGM-PER-KiloGM | NCERA-13 | North Central Regional Research Publication No. 221 (Revised 2015), Chapter 12, pp 12.5-12.6. |  | OFFICIAL | SUPERSEDED | 2024-11-13T12:00:00Z | 2026-04-03T12:00:00Z | Mass-per-mass/ppm harmonization to percent; was mg/kg ¦ 2026-04-03: Terminology and chemical naming standardization pass.
SOIL | L_MODV2_SOIL_P_005 | phosphorus | P | Bray 1 | Bray P1, 0.03 N NH4F + 0.025 N HCl, pH 2.7 | 0.046528 | m/v | 5 min | Spectrophotometric | MEASURED | mg/kg | mg1kg-1 | MilliGM-PER-KiloGM | http://qudt.org/vocab/unit/MilliGM-PER-KiloGM | NCERA-13 | Soil, Plant and Water Reference Methods for the Western Region, 4th Edition, 2013. Method S-4.2 |  | OFFICIAL | SUPERSEDED | 2024-11-13T12:00:00Z | 2026-04-03T12:00:00Z | Mass-per-mass/ppm harmonization to percent; was mg/kg ¦ 2026-04-03: Terminology and chemical naming standardization pass.
SOIL | L_MODV2_SOIL_P_006 | phosphorus | P | Bray 2 | Bray P2, 0.03 N NH4F + 0.10 N HCl, pH 1.7 | 0.048611 | m/v | 5 min | Spectrophotometric | MEASURED | mg/kg | mg1kg-1 | MilliGM-PER-KiloGM | http://qudt.org/vocab/unit/MilliGM-PER-KiloGM | University of Missouri | Extractable Soil Phosphorus Bray I and Bray II Methods, Chapter 12, 2012. Soil Testing In Missouri: A Guide for Conducting Soil Tests in Missouri, EC923, University of Missouri. |  | OFFICIAL | SUPERSEDED | 2024-11-13T12:00:00Z | 2026-04-03T12:00:00Z | Mass-per-mass/ppm harmonization to percent; was mg/kg ¦ 2026-04-03: Terminology and chemical naming standardization pass.
SOIL | L_MODV2_SOIL_P_007 | phosphorus | P | Bray 2 |  | 0.046528 |  |  | Spectrophotometric | MEASURED | mg/kg | mg1kg-1 | MilliGM-PER-KiloGM | http://qudt.org/vocab/unit/MilliGM-PER-KiloGM |  |  |  | EXPERIMENTAL | RETIRED | 2024-11-13T12:00:00Z
SOIL | L_MODV2_SOIL_P_008 | phosphorus | P | Bray-Kurtz |  |  |  |  | ICP-OES | MEASURED | mg/kg | mg1kg-1 | MilliGM-PER-KiloGM | http://qudt.org/vocab/unit/MilliGM-PER-KiloGM |  |  |  | EXPERIMENTAL | RETIRED | 2024-11-13T12:00:00Z
SOIL | L_MODV2_SOIL_P_009 | phosphorus | P | Calcium Acetate Lactate (CAL) | Calcium Acetate Lactate (CAL) solution: 15.4 g calcium lactate, 15.4 g calcium acetate, 17.9 ml acetic acid acid, brought to 1 liter with DI water | 0.055556 | m/v | 90 min | Spectrophotometric | MEASURED | mg/kg | mg1kg-1 | MilliGM-PER-KiloGM | http://qudt.org/vocab/unit/MilliGM-PER-KiloGM |  | Dipl.-Ing. H. Schüller, 1969. The CAL method, a new method for determining the plant-available phosphate in soil. Journal of Plant Nutrition and Soil Science. Volume 123, Issue 1, pages 48-63. |  | OFFICIAL | SUPERSEDED | 2024-11-13T12:00:00Z | 2026-04-02T12:00:00Z | Mass-per-mass/ppm harmonization to percent; was mg/kg
SOIL | L_MODV2_SOIL_P_010 | phosphorus | P | Calcium Chloride | 0.01 M CaCl2 | 0.048611 | m/v | 120 min | ICP-OES | MEASURED | mg/kg | mg1kg-1 | MilliGM-PER-KiloGM | http://qudt.org/vocab/unit/MilliGM-PER-KiloGM | WEPAL | Houba, V.J.G.; Novozamsky, I.; Lexmond, T.M.; Van der Lee, J.J. Applicability of 0.01 M CaCl2 as a single extraction solution for the assessment of the nutrient status of soils and other diagnostic purposes. Commun. Soil Sci. Plant Anal. 1990, 21, 2281–2290. |  | OFFICIAL | SUPERSEDED | 2024-11-13T12:00:00Z | 2026-04-02T12:00:00Z | Mass-per-mass/ppm harmonization to percent; was mg/kg
SOIL | L_MODV2_SOIL_P_011 | phosphorus | P | Calculation | Mehlich 3 to Bray P1 (1:10) Regressed | Calculation | Calculation | Calculation | ICP-OES | CALCULATION | mg/kg | mg1kg-1 | MilliGM-PER-KiloGM | http://qudt.org/vocab/unit/MilliGM-PER-KiloGM |  |  |  | EXPERIMENTAL | SUPERSEDED | 2024-11-13T12:00:00Z | 2026-04-02T12:00:00Z | Mass-per-mass/ppm harmonization to percent; was mg/kg
SOIL | L_MODV2_SOIL_P_012 | phosphorus | P | Carbon Dioxide | Saturated CO2 Method | 0.055556 | m/v | 30 min | Spectrophotometric | MEASURED | mg/kg | mg1kg-1 | MilliGM-PER-KiloGM | http://qudt.org/vocab/unit/MilliGM-PER-KiloGM |  |  |  | EXPERIMENTAL | SUPERSEDED | 2024-11-13T12:00:00Z | 2026-04-02T12:00:00Z | Mass-per-mass/ppm harmonization to percent; was mg/kg
SOIL | L_MODV2_SOIL_P_013 | phosphorus | P | Colwell | Colwell (Bicarbonate) 0.5 M NaCO3, pH 8.5 | 0.11111 | m/v | 16 hrs | Spectrophotometric | MEASURED | mg/kg | mg1kg-1 | MilliGM-PER-KiloGM | http://qudt.org/vocab/unit/MilliGM-PER-KiloGM | ASPAC | Rayment, G. and J. Lyons. 2011. Soil Chemical Methods - Australasia, CSIRO, Method 9B1, pp 162.164 |  | OFFICIAL | SUPERSEDED | 2024-11-13T12:00:00Z | 2026-04-03T12:00:00Z | Mass-per-mass/ppm harmonization to percent; was mg/kg ¦ 2026-04-03: Terminology and chemical naming standardization pass.
SOIL | L_MODV2_SOIL_P_014 | phosphorus | P | Slurry | Deionized Water | 0.042361 | m/v |  |  | MEASURED | mg/kg | mg1kg-1 | MilliGM-PER-KiloGM | http://qudt.org/vocab/unit/MilliGM-PER-KiloGM |  |  |  | EXPERIMENTAL | SUPERSEDED | 2024-11-13T12:00:00Z | 2026-04-02T12:00:00Z | Mass-per-mass/ppm harmonization to percent; was mg/kg
SOIL | L_MODV2_SOIL_P_015 | phosphorus | P | Slurry | Deionized Water | 0.045139 | m/v |  |  | MEASURED | mg/kg | mg1kg-1 | MilliGM-PER-KiloGM | http://qudt.org/vocab/unit/MilliGM-PER-KiloGM |  |  |  | EXPERIMENTAL | SUPERSEDED | 2024-11-13T12:00:00Z | 2026-04-02T12:00:00Z | Mass-per-mass/ppm harmonization to percent; was mg/kg
SOIL | L_MODV2_SOIL_P_016 | phosphorus | P | Slurry | Deionized Water | 0.048611 | m/v |  |  | MEASURED | mg/kg | mg1kg-1 | MilliGM-PER-KiloGM | http://qudt.org/vocab/unit/MilliGM-PER-KiloGM |  |  |  | EXPERIMENTAL | SUPERSEDED | 2024-11-13T12:00:00Z | 2026-04-02T12:00:00Z | Mass-per-mass/ppm harmonization to percent; was mg/kg
SOIL | L_MODV2_SOIL_P_017 | phosphorus | P | Slurry | Deionized Water | 0.055556 | m/v |  |  | MEASURED | mg/kg | mg1kg-1 | MilliGM-PER-KiloGM | http://qudt.org/vocab/unit/MilliGM-PER-KiloGM |  |  |  | EXPERIMENTAL | SUPERSEDED | 2024-11-13T12:00:00Z | 2026-04-02T12:00:00Z | Mass-per-mass/ppm harmonization to percent; was mg/kg
SOIL | L_MODV2_SOIL_P_018 | phosphorus | P | Diffuse Gradient Thin Films | Diffuse Gradient Thin Films | Equilibration |  | Varies | Spectrophotometric | MEASURED | mg/kg | mg1kg-1 | MilliGM-PER-KiloGM | http://qudt.org/vocab/unit/MilliGM-PER-KiloGM |  | Mason S, McNeill A, McLaughlin MJ and Zhang H (2010) Prediction of wheat response to an application of phosphorus under field conditions using diffusive gradients in thin-films (DGT) and extraction methods. Plant and Soil 337: 243–258. |  | EXPERIMENTAL | SUPERSEDED | 2024-11-13T12:00:00Z | 2026-04-02T12:00:00Z | Mass-per-mass/ppm harmonization to percent; was mg/kg
SOIL | L_MODV2_SOIL_P_019 | phosphorus | P | EPA 3050 | EPA 3050 Digestion (HNO3, H2O2), EPA 6010B (ICP-OES) | 0.052083 | m/v | Heat to 95C, reflux for 15 minutes, cool, then add 5 mL HNO3 and reflux for 30 minutes. Repeat last step as required. | ICP-OES | MEASURED | mg/kg | mg1kg-1 | MilliGM-PER-KiloGM | http://qudt.org/vocab/unit/MilliGM-PER-KiloGM | US-EPA | U.S. EPA. 1996. “Method 3050B: Acid Digestion of Sediments, Sludges, and Soils,” Revision 2. Washington, DC. / EPA Method 3050B (SW-846): Acid Digestion of Sediments, Sludges, and Soils, 1996. |  | OFFICIAL | SUPERSEDED | 2024-11-13T12:00:00Z | 2026-04-03T12:00:00Z | Mass-per-mass/ppm harmonization to percent; was mg/kg; Reagent abbreviation: "EPA 3050 Digestion (Nitric Acid, Hydroge" → "EPA 3050 Digestion (HNO3, H2O2), EPA 601" ¦ 2026-04-03: Final audit fixes applied | Extraction ratio may vary
SOIL | L_MODV2_SOIL_P_020 | phosphorus | P | H3A-1 | H3A-1 Extractant (H3A-1 0.0024 M citric acid + 0.004 M oxalic acid + 0.004 M malic acid at pH 3.75 ) | 0.048611 | m/v | 10 min | ICP-OES | MEASURED | mg/kg | mg1kg-1 | MilliGM-PER-KiloGM | http://qudt.org/vocab/unit/MilliGM-PER-KiloGM |  | Haney, R. L., et al. "Modifications to the new soil extractant H3A-1: A multinutrient extractant." Communications in soil science and plant analysis 41.12 (2010): 1513-1523. |  | PROVISIONAL | SUPERSEDED | 2024-11-13T12:00:00Z | 2026-04-02T12:00:00Z | Mass-per-mass/ppm harmonization to percent; was mg/kg
SOIL | L_MODV2_SOIL_P_021 | phosphorus | P | Ion Exchange Resin | Resin - NH4Cl 0.8 mol / L in 0.2 mol / L HCl | Saturated paste |  |  |  | MEASURED | mg/kg | mg1kg-1 | MilliGM-PER-KiloGM | http://qudt.org/vocab/unit/MilliGM-PER-KiloGM |  |  |  | PROPRIETARY | SUPERSEDED | 2024-11-13T12:00:00Z | 2026-04-02T12:00:00Z | Mass-per-mass/ppm harmonization to percent; was mg/kg
SOIL | L_MODV2_SOIL_P_022 | phosphorus | P | Ion Exchange Resin | Resin Extraction - Unibest (0.5 M HCl) | Saturated paste | variable | 24 hrs | ICP-OES | MEASURED | mg/kg | mg1kg-1 | MilliGM-PER-KiloGM | http://qudt.org/vocab/unit/MilliGM-PER-KiloGM | UniBest, Inc | https://www.unibestinc.com/about |  | PROPRIETARY | SUPERSEDED | 2024-11-13T12:00:00Z | 2026-04-02T12:00:00Z | Mass-per-mass/ppm harmonization to percent; was mg/kg
SOIL | L_MODV2_SOIL_P_023 | phosphorus | P | Kelowna | Kelowna, 0.25 N HOAc + 0.015 N NH4F | 0.048611 | m/v | 5 min | ICP-OES | MEASURED | mg/kg | mg1kg-1 | MilliGM-PER-KiloGM | http://qudt.org/vocab/unit/MilliGM-PER-KiloGM | AAFC | Determination of available phosphorus in acid and calcareous soils with the Kelowna multi-element extractant. Soil Sci. Vol 146, No. 4, 284-291. |  | OFFICIAL | SUPERSEDED | 2024-11-13T12:00:00Z | 2026-04-03T12:00:00Z | Mass-per-mass/ppm harmonization to percent; was mg/kg ¦ 2026-04-03: Terminology and chemical naming standardization pass.
SOIL | L_MODV2_SOIL_P_024 | phosphorus | P | Kelowna | Modified Kelowna-95, 0.5 N HOAc + 0.015 N NH4F + 1 N NH4Oac | 0.048611 | m/v | 5 min | ICP-OES | MEASURED | mg/kg | mg1kg-1 | MilliGM-PER-KiloGM | http://qudt.org/vocab/unit/MilliGM-PER-KiloGM | AAFC | Simultaneous extraction of available phosphorus and potassium with a new soil test: A modification of Kelowna extraction. Communications in Soil Science and Plant Analysis, Volume 25, 1994, pp 627-635. |  | OFFICIAL | SUPERSEDED | 2024-11-13T12:00:00Z | 2026-04-03T12:00:00Z | Mass-per-mass/ppm harmonization to percent; was mg/kg ¦ 2026-04-03: Terminology and chemical naming standardization pass.
SOIL | L_MODV2_SOIL_P_025 | phosphorus | P | Lancaster | Lancaster Extraction (Solution A:0.05 M HCl, Solution B: 1.57 M glacial acetic acid, 0.063 M malonic acid, 0.089 M malic acid, 0.032 M ammonium fluoride, 0.012 M aluminum chloride hexahydrate) | 0.045139 | m/v | Soil+Solution A, sit for 10 minutes. Add Solution B, shake for 10 minutes | ICP-OES | MEASURED | mg/kg | mg1kg-1 | MilliGM-PER-KiloGM | http://qudt.org/vocab/unit/MilliGM-PER-KiloGM | SERA-6 | Soil Test Methods From the Southeastern United States, SERA-IEG-6, 2014, Chapter 4.4 |  | OFFICIAL | SUPERSEDED | 2024-11-13T12:00:00Z | 2026-04-02T12:00:00Z | Mass-per-mass/ppm harmonization to percent; was mg/kg
SOIL | L_MODV2_SOIL_P_026 | phosphorus | P | Mehlich 1 | Mehlich 1 (0.05 M HCl + 0.0125 M H2SO4) | 0.045139 | m/v | 5 min | ICP-OES | MEASURED | mg/kg | mg1kg-1 | MilliGM-PER-KiloGM | http://qudt.org/vocab/unit/MilliGM-PER-KiloGM | SERA-6 | Soil Test Methods From the Southeastern United States, SERA-IEG-6, 2014, Chapter 4.2 |  | OFFICIAL | SUPERSEDED | 2024-11-13T12:00:00Z | 2026-04-02T12:00:00Z | Mass-per-mass/ppm harmonization to percent; was mg/kg
SOIL | L_MODV2_SOIL_P_027 | phosphorus | P | Mehlich 1 | Mehlich 1 (0.05 M HCl + 0.0125 M H2SO4) | 0.045139 | m/v | 5 min | Spectrophotometric | MEASURED | mg/kg | mg1kg-1 | MilliGM-PER-KiloGM | http://qudt.org/vocab/unit/MilliGM-PER-KiloGM | SERA-6 | Soil Test Methods From the Southeastern United States, SERA-IEG-6, 2014, Chapter 4.2 |  | OFFICIAL | SUPERSEDED | 2024-11-13T12:00:00Z | 2026-04-02T12:00:00Z | Mass-per-mass/ppm harmonization to percent; was mg/kg
SOIL | L_MODV2_SOIL_P_028 | phosphorus | P | Mehlich 2 | Mehlich 2 (0.2 N CH3COOH + 0.015 N NH4F + 0.2 N NH4Cl + 0.012 N HCl) | 0.048611 | m/v | 5 min | ICP-OES | MEASURED | mg/kg | mg1kg-1 | MilliGM-PER-KiloGM | http://qudt.org/vocab/unit/MilliGM-PER-KiloGM | NCSU | Mehlich A. 1978. New extractant for soil test evaluation of phosphorus, potassium, magnesium, calcium, sodium, manganese and zinc. Commun Soil Sci Plant Anal 9(6):477-92. |  | OFFICIAL | SUPERSEDED | 2024-11-13T12:00:00Z | 2026-04-03T12:00:00Z | Mass-per-mass/ppm harmonization to percent; was mg/kg ¦ 2026-04-03: Terminology and chemical naming standardization pass.
SOIL | L_MODV2_SOIL_P_029 | phosphorus | P | Mehlich 2 | Mehlich 2 (0.2 N CH3COOH + 0.015 N NH4F + 0.2 N NH4Cl + 0.012 N HCl) | 0.048611 | m/v | 5 min | Spectrophotometric | MEASURED | mg/kg | mg1kg-1 | MilliGM-PER-KiloGM | http://qudt.org/vocab/unit/MilliGM-PER-KiloGM | NCSU | Mehlich A. 1978. New extractant for soil test evaluation of phosphorus, potassium, magnesium, calcium, sodium, manganese and zinc. Commun Soil Sci Plant Anal 9(6):477-92. |  | OFFICIAL | SUPERSEDED | 2024-11-13T12:00:00Z | 2026-04-03T12:00:00Z | Mass-per-mass/ppm harmonization to percent; was mg/kg ¦ 2026-04-03: Terminology and chemical naming standardization pass.
SOIL | L_MODV2_SOIL_P_030 | phosphorus | P | Mehlich 3 | Mehlich 3 (0.2 N CH3COOH + 0.25 N NH4NO3 + 0.013 N HNO3 + 0.015 N NH4F + 0.001 M EDTA) | 0.048611 | v/v | 5 min | ICP-OES | MEASURED | mg/L | mg1L-1 | MilliGM-PER-L | http://qudt.org/vocab/unit/MilliGM-PER-L | SERA-6 | Soil Test Methods From the Southeastern United States, SERA-IEG-6, 2014, Chapter 4.3 |  | OFFICIAL | VALID | 2024-11-13T12:00:00Z | 2026-04-03T12:00:00Z | 2026-04-03: Terminology and chemical naming standardization pass.
SOIL | L_MODV2_SOIL_P_031 | phosphorus | P | Mehlich 3 | Mehlich 3 (0.2 N CH3COOH + 0.25 N NH4NO3 + 0.013 N HNO3 + 0.015 N NH4F + 0.001 M EDTA) | 0.048611 | v/v | 5 min | Spectrophotometric | MEASURED | mg/L | mg1L-1 | MilliGM-PER-L | http://qudt.org/vocab/unit/MilliGM-PER-L | SERA-6 | Soil Test Methods From the Southeastern United States, SERA-IEG-6, 2014, Chapter 4.3 |  | OFFICIAL | VALID | 2024-11-13T12:00:00Z | 2026-04-03T12:00:00Z | 2026-04-03: Terminology and chemical naming standardization pass.
SOIL | L_MODV2_SOIL_P_032 | phosphorus | P | Mehlich 3 | Mehlich 3 (0.2 N CH3COOH + 0.25 N NH4NO3 + 0.013 N HNO3 + 0.015 N NH4F + 0.001 M EDTA) | 0.048611 | m/v | 5 min | ICP-OES | MEASURED | mg/kg | mg1kg-1 | MilliGM-PER-KiloGM | http://qudt.org/vocab/unit/MilliGM-PER-KiloGM | SERA-6, NCERA-13, NECC-1812 | Soil Test Methods From the Southeastern United States, SERA-IEG-6, 2014, Chapter 4.3 |  | OFFICIAL | SUPERSEDED | 2024-11-13T12:00:00Z | 2026-04-03T12:00:00Z | Mass-per-mass/ppm harmonization to percent; was mg/kg ¦ 2026-04-03: Terminology and chemical naming standardization pass.
SOIL | L_MODV2_SOIL_P_033 | phosphorus | P | Mehlich 3 | Mehlich 3 (0.2 N CH3COOH + 0.25 N NH4NO3 + 0.013 N HNO3 + 0.015 N NH4F + 0.001 M EDTA) | 0.048611 | m/v | 5 min | Spectrophotometric | MEASURED | mg/kg | mg1kg-1 | MilliGM-PER-KiloGM | http://qudt.org/vocab/unit/MilliGM-PER-KiloGM | SERA-6, NCERA-13, NECC-1812 | Soil Test Methods From the Southeastern United States, SERA-IEG-6, 2014, Chapter 4.3 |  | OFFICIAL | SUPERSEDED | 2024-11-13T12:00:00Z | 2026-04-03T12:00:00Z | Mass-per-mass/ppm harmonization to percent; was mg/kg ¦ 2026-04-03: Terminology and chemical naming standardization pass.
SOIL | L_MODV2_SOIL_P_034 | phosphorus | P | Morgan | Morgan (0.72 N NaOAc + 0.52 N CH3COOH) | 0.045139 | v/v | 15 min | ICP-OES, AAS | MEASURED | mg/kg | mg1kg-1 | MilliGM-PER-KiloGM | http://qudt.org/vocab/unit/MilliGM-PER-KiloGM | NECC-1812 | Recommended Soil Testing Procedures for the Northeastern United States, NECC-1812 Publication No. 493, 3rd Edition, 2011, Chapter 5. |  | OFFICIAL | SUPERSEDED | 2024-11-13T12:00:00Z | 2026-04-03T12:00:00Z | Mass-per-mass/ppm harmonization to percent; was mg/kg ¦ 2026-04-03: Terminology harmonization — cross-matrix consistency pass.
SOIL | L_MODV2_SOIL_P_035 | phosphorus | P | Morgan | Morgan (0.72 N NaOAc + 0.52 N CH3COOH) | 0.045139 | v/v | 15 min | Spectrophotometric | MEASURED | mg/kg | mg1kg-1 | MilliGM-PER-KiloGM | http://qudt.org/vocab/unit/MilliGM-PER-KiloGM | NECC-1812 | Recommended Soil Testing Procedures for the Northeastern United States, NECC-1812 Publication No. 493, 3rd Edition, 2011, Chapter 5. |  | OFFICIAL | SUPERSEDED | 2024-11-13T12:00:00Z | 2026-04-02T12:00:00Z | Mass-per-mass/ppm harmonization to percent; was mg/kg
SOIL | L_MODV2_SOIL_P_036 | phosphorus | P | Modified Morgan | Modified Morgan (0.62 N NH4OH + 1.25 N CH3COOH) | 0.048611 | m/v | 15 min | ICP-OES | MEASURED | mg/kg | mg1kg-1 | MilliGM-PER-KiloGM | http://qudt.org/vocab/unit/MilliGM-PER-KiloGM | NECC-1812 | Recommended Soil Testing Procedures for the Northeastern United States, NECC-1812 Publication No. 493, 3rd Edition, 2011, Chapter 5. |  | OFFICIAL | SUPERSEDED | 2024-11-13T12:00:00Z | 2026-04-02T12:00:00Z | Mass-per-mass/ppm harmonization to percent; was mg/kg
SOIL | L_MODV2_SOIL_P_037 | phosphorus | P | Modified Morgan | Modified Morgan (0.62 N NH4OH + 1.25 N CH3COOH) | 0.048611 | m/v | 15 min | Spectrophotometric | MEASURED | mg/kg | mg1kg-1 | MilliGM-PER-KiloGM | http://qudt.org/vocab/unit/MilliGM-PER-KiloGM | NECC-1812 | Recommended Soil Testing Procedures for the Northeastern United States, NECC-1812 Publication No. 493, 3rd Edition, 2011, Chapter 5. |  | OFFICIAL | SUPERSEDED | 2024-11-13T12:00:00Z | 2026-04-02T12:00:00Z | Mass-per-mass/ppm harmonization to percent; was mg/kg
SOIL | L_MODV2_SOIL_P_038 | phosphorus | P | Nitric Acid |  |  |  |  | ICP-OES | MEASURED | % | prcnt | PERCENT | http://qudt.org/vocab/unit/PERCENT |  |  |  | EXPERIMENTAL | RETIRED | 2024-11-13T12:00:00Z | 2026-04-02T12:00:00Z | Analyte Measurement Method clarified: ICP → ICP-OES
SOIL | L_MODV2_SOIL_P_039 | phosphorus | P | Plant Root Simulator | Plant Root Simulator - PRS | Saturated paste |  |  |  | MEASURED | mg/kg | mg1kg-1 | MilliGM-PER-KiloGM | http://qudt.org/vocab/unit/MilliGM-PER-KiloGM |  |  |  | EXPERIMENTAL | SUPERSEDED | 2024-11-13T12:00:00Z | 2026-04-02T12:00:00Z | Mass-per-mass/ppm harmonization to percent; was mg/kg
SOIL | L_MODV2_SOIL_P_040 | phosphorus | P | Plant Root Simulator | Plant Root Simulator - PRS | Saturated paste | in situ probe | 24 hrs | ICP-OES | MEASURED | mg/m2 | mg1[m2]-1 | MilliGM-PER-M2 | http://qudt.org/vocab/unit/MilliGM-PER-M2 | Western Ag Innovations | 2013. Ion Supply Rates Using PRS® Probes, pp. 1149-152 in R. O. Miller, R Gavlak and D Horneck, eds. Soil, Plant and Water Reference Methods for the Western Region. WREP-125, 4th Edition. |  | PROPRIETARY | VALID | 2024-11-13T12:00:00Z
SOIL | L_MODV2_SOIL_P_041 | phosphorus | P | Plant Root Simulator | Plant Root Simulator - PRS | Saturated paste | in situ probe | 24 hrs | ICP-OES | MEASURED | mg/m2 | mg1[m2]-1 | MilliGM-PER-M2 | http://qudt.org/vocab/unit/MilliGM-PER-M2 | Western Ag Innovations | 2013. Ion Supply Rates Using PRS® Probes, pp. 1149-152 in R. O. Miller, R Gavlak and D Horneck, eds. Soil, Plant and Water Reference Methods for the Western Region. WREP-125, 4th Edition. |  | PROPRIETARY | VALID | 2024-11-13T12:00:00Z
SOIL | L_MODV2_SOIL_P_042 | phosphorus | P | Plant Root Simulator | Plant Root Simulator - PRS | Saturated paste | in situ probe | 180 min | ICP-OES | MEASURED | mg/m2 | mg1[m2]-1 | MilliGM-PER-M2 | http://qudt.org/vocab/unit/MilliGM-PER-M2 | Western Ag Innovations | 2013. Ion Supply Rates Using PRS® Probes, pp. 1149-152 in R. O. Miller, R Gavlak and D Horneck, eds. Soil, Plant and Water Reference Methods for the Western Region. WREP-125, 4th Edition. |  | PROPRIETARY | VALID | 2024-11-13T12:00:00Z
SOIL | L_MODV2_SOIL_P_043 | phosphorus | P | Saturated paste | Soil saturated with DI water, subsequent extraction and retained for analysis | Saturated paste | m/m | 4 hrs | Spectrophotometric | MEASURED | mg/L | mg1L-1 | MilliGM-PER-L | http://qudt.org/vocab/unit/MilliGM-PER-L | USDA | US Salinity Staff, 1954. L.A Richards (ed.) Diagnosis and improvement of saline alkali soils. 160 p. USDA Handb. 60 US Govt. Print Office, Washington DC. |  | PROVISIONAL | VALID | 2024-11-13T12:00:00Z
SOIL | L_MODV2_SOIL_P_044 | phosphorus | P | Saturated paste | Soil saturated with DI water, subsequent extraction and retained for analysis | Saturated paste | m/m | 4 hrs | ICP-OES | MEASURED | mg/L | mg1L-1 | MilliGM-PER-L | http://qudt.org/vocab/unit/MilliGM-PER-L | USDA | US Salinity Staff, 1954. L.A Richards (ed.) Diagnosis and improvement of saline alkali soils. 160 p. USDA Handb. 60 US Govt. Print Office, Washington DC. |  | PROVISIONAL | VALID | 2024-11-13T12:00:00Z
SOIL | L_MODV2_SOIL_P_045 | phosphorus | P | Sodium Bicarbonate | Bicarbonate, 0.5 M NaHCO3, pH 8.5 | 0.055556 | m/v | 30 min | Spectrophotometric | MEASURED | mg/kg | mg1kg-1 | MilliGM-PER-KiloGM | http://qudt.org/vocab/unit/MilliGM-PER-KiloGM | WERA-103 | Soil, Plant and Water Reference Methods for the Western Region, 4th Edition, 2013, WERA-103. Method S-4.10 |  | OFFICIAL | SUPERSEDED | 2024-11-13T12:00:00Z | 2026-04-03T12:00:00Z | Mass-per-mass/ppm harmonization to percent; was mg/kg ¦ 2026-04-03: Terminology and chemical naming standardization pass.
SOIL | L_MODV2_SOIL_P_046 | phosphorus | P | Sulfuric Acid | 0.005 M H2SO4 | 0.048611 | m/v |  |  | MEASURED | mg/kg | mg1kg-1 | MilliGM-PER-KiloGM | http://qudt.org/vocab/unit/MilliGM-PER-KiloGM |  |  |  | EXPERIMENTAL | SUPERSEDED | 2024-11-13T12:00:00Z | 2026-04-02T12:00:00Z | Mass-per-mass/ppm harmonization to percent; was mg/kg
SOIL | L_MODV2_SOIL_P_047 | phosphorus | P | Truog | Truog, 0.002 N H2S04 buffered with NH4HS04, pH 3.0 | 0.18056 | m/v | 30 min | Spectrophotometric | MEASURED | mg/kg | mg1kg-1 | MilliGM-PER-KiloGM | http://qudt.org/vocab/unit/MilliGM-PER-KiloGM |  |  |  | OFFICIAL | SUPERSEDED | 2024-11-13T12:00:00Z | 2026-04-03T12:00:00Z | Mass-per-mass/ppm harmonization to percent; was mg/kg ¦ 2026-04-03: Terminology and chemical naming standardization pass.
SOIL | L_MODV2_SOIL_P_048 | phosphorus | P | Truog, Modified | Modified Truog, 0.001 N H2S04 buffered with 3% NH4HS04, pH 3.0 | 0.11111 | m/v | 30 min | Spectrophotometric | MEASURED | mg/kg | mg1kg-1 | MilliGM-PER-KiloGM | http://qudt.org/vocab/unit/MilliGM-PER-KiloGM |  |  |  | EXPERIMENTAL | SUPERSEDED | 2024-11-13T12:00:00Z | 2026-04-03T12:00:00Z | Mass-per-mass/ppm harmonization to percent; was mg/kg ¦ 2026-04-03: Terminology and chemical naming standardization pass.
SOIL | L_MODV2_SOIL_P_049 | phosphorus | P | Saturated paste | Soil saturated with DI water, subsequent extraction and retained for analysis | Saturated paste | m/m | 4 hrs | Ion Chromatography | MEASURED | mg/L | mg1L-1 | MilliGM-PER-L | http://qudt.org/vocab/unit/MilliGM-PER-L | USDA | US Salinity Staff, 1954. L.A Richards (ed.) Diagnosis and improvement of saline alkali soils. 160 p. USDA Handb. 60 US Govt. Print Office, Washington DC. |  | PROVISIONAL | VALID | 2024-11-13T12:00:00Z
SOIL | L_MODV2_SOIL_P_050 | phosphorus | P | Ammonium Acetate | 1.0 N Ammonium Acetate, pH 7.0 | 0.048611 | m/v | 30 min | ICP-OES | MEASURED | % | prcnt | PERCENT | http://qudt.org/vocab/unit/PERCENT |  | North Central Regional Research Publication No. 221 (Revised 2015), Chapter 7, pp 7.1-7.3 |  | EXPERIMENTAL | CANDIDATE | 2026-04-02T12:00:00Z
SOIL | L_MODV2_SOIL_P_051 | phosphorus | P | Ammonium Lactate | Ammonium Lactate 0.1 N NH4 lactate + 0.4 N CH3COON, pH 3.7 | 0.055556 | m/v | 4 hrs | Spectrophotometric | MEASURED | % | prcnt | PERCENT | http://qudt.org/vocab/unit/PERCENT |  | SIS (Standardizing Commission in Sweden). 1993. Soil Analysis - Extraction and Determination of Phosphorus, Potassium, Calcium, Magnesium and Sodium from Soils with Ammonium Lactate/acetic Acid Solution (the AL‐method) SS 028310 Stockholm, Sweden |  | EXPERIMENTAL | CANDIDATE | 2026-04-02T12:00:00Z
SOIL | L_MODV2_SOIL_P_052 | phosphorus | P | Aqua Regia | Aqua Regia (HCl:HNO3, 3:1) | 0.048611 | m/v | 20 min | ICP-OES, ICP-MS | MEASURED | % | prcnt | PERCENT | http://qudt.org/vocab/unit/PERCENT |  | ISO standard 11466 or EPA 3051A |  | PROVISIONAL | CANDIDATE | 2026-04-02T12:00:00Z
SOIL | L_MODV2_SOIL_P_053 | phosphorus | P | Bray 1 | Bray P1, 0.03 N NH4F + 0.025 N HCl, pH 2.7 | 0.048611 | m/v | 5 min | Spectrophotometric | MEASURED | % | prcnt | PERCENT | http://qudt.org/vocab/unit/PERCENT | NCERA-13 | North Central Regional Research Publication No. 221 (Revised 2015), Chapter 12, pp 12.5-12.6. |  | OFFICIAL | CANDIDATE | 2026-04-02T12:00:00Z
SOIL | L_MODV2_SOIL_P_054 | phosphorus | P | Bray 1 | Bray P1, 0.03 N NH4F + 0.025 N HCl, pH 2.7 | 0.046528 | m/v | 5 min | Spectrophotometric | MEASURED | % | prcnt | PERCENT | http://qudt.org/vocab/unit/PERCENT | NCERA-13 | Soil, Plant and Water Reference Methods for the Western Region, 4th Edition, 2013. Method S-4.2 |  | OFFICIAL | CANDIDATE | 2026-04-02T12:00:00Z
SOIL | L_MODV2_SOIL_P_055 | phosphorus | P | Bray 2 | Bray P2, 0.03 N NH4F + 0.10 N HCl, pH 1.7 | 0.048611 | m/v | 15 min | Spectrophotometric | MEASURED | % | prcnt | PERCENT | http://qudt.org/vocab/unit/PERCENT | University of Missouri | Extractable Soil Phosphorus Bray I and Bray II Methods, Chapter 12, 2012. Soil Testing In Missouri: A Guide for Conducting Soil Tests in Missouri, EC923, University of Missouri. |  | OFFICIAL | CANDIDATE | 2026-04-02T12:00:00Z
SOIL | L_MODV2_SOIL_P_056 | phosphorus | P | Calcium Acetate Lactate (CAL) | Calcium Acetate Lactate (CAL) solution: 15.4 g calcium lactate, 15.4 g calcium acetate, 17.9 ml acetic acid acid, brought to 1 liter with DI water | 0.055556 | m/v | 90 min | Spectrophotometric | MEASURED | % | prcnt | PERCENT | http://qudt.org/vocab/unit/PERCENT |  | Dipl.-Ing. H. Schüller, 1969. The CAL method, a new method for determining the plant-available phosphate in soil. Journal of Plant Nutrition and Soil Science. Volume 123, Issue 1, pages 48-63. |  | OFFICIAL | CANDIDATE | 2026-04-02T12:00:00Z
SOIL | L_MODV2_SOIL_P_057 | phosphorus | P | Calcium Chloride | 0.01 M CaCl2 | 0.048611 | m/v | 120 min | ICP-OES | MEASURED | % | prcnt | PERCENT | http://qudt.org/vocab/unit/PERCENT | WEPAL | Houba, V.J.G.; Novozamsky, I.; Lexmond, T.M.; Van der Lee, J.J. Applicability of 0.01 M CaCl2 as a single extraction solution for the assessment of the nutrient status of soils and other diagnostic purposes. Commun. Soil Sci. Plant Anal. 1990, 21, 2281–2290. |  | OFFICIAL | CANDIDATE | 2026-04-02T12:00:00Z
SOIL | L_MODV2_SOIL_P_058 | phosphorus | P | Calculation | Mehlich 3 to Bray P1 (1:10) Regressed | Calculation | Calculation | Calculation | ICP-OES | CALCULATION | % | prcnt | PERCENT | http://qudt.org/vocab/unit/PERCENT |  |  |  | EXPERIMENTAL | CANDIDATE | 2026-04-02T12:00:00Z
SOIL | L_MODV2_SOIL_P_059 | phosphorus | P | Carbon Dioxide | Saturated CO2 Method | 0.055556 | m/v | 30 min | Spectrophotometric | MEASURED | % | prcnt | PERCENT | http://qudt.org/vocab/unit/PERCENT |  |  |  | EXPERIMENTAL | CANDIDATE | 2026-04-02T12:00:00Z
SOIL | L_MODV2_SOIL_P_060 | phosphorus | P | Colwell | Colwell (Bicarbonate) 0.5 M NaCO3, pH 8.5 | 0.11111 | m/v | 16 hrs | Spectrophotometric | MEASURED | % | prcnt | PERCENT | http://qudt.org/vocab/unit/PERCENT | ASPAC | Rayment, G. and J. Lyons. 2011. Soil Chemical Methods - Australasia, CSIRO, Method 9B1, pp 162.164 |  | OFFICIAL | CANDIDATE | 2026-04-02T12:00:00Z
SOIL | L_MODV2_SOIL_P_061 | phosphorus | P | Slurry | Deionized Water | 0.042361 | m/v |  |  | MEASURED | % | prcnt | PERCENT | http://qudt.org/vocab/unit/PERCENT |  |  |  | EXPERIMENTAL | CANDIDATE | 2026-04-02T12:00:00Z
SOIL | L_MODV2_SOIL_P_062 | phosphorus | P | Slurry | Deionized Water | 0.045139 | m/v |  |  | MEASURED | % | prcnt | PERCENT | http://qudt.org/vocab/unit/PERCENT |  |  |  | EXPERIMENTAL | CANDIDATE | 2026-04-02T12:00:00Z
SOIL | L_MODV2_SOIL_P_063 | phosphorus | P | Slurry | Deionized Water | 0.048611 | m/v |  |  | MEASURED | % | prcnt | PERCENT | http://qudt.org/vocab/unit/PERCENT |  |  |  | EXPERIMENTAL | CANDIDATE | 2026-04-02T12:00:00Z
SOIL | L_MODV2_SOIL_P_064 | phosphorus | P | Slurry | Deionized Water | 0.055556 | m/v |  |  | MEASURED | % | prcnt | PERCENT | http://qudt.org/vocab/unit/PERCENT |  |  |  | EXPERIMENTAL | CANDIDATE | 2026-04-02T12:00:00Z
SOIL | L_MODV2_SOIL_P_065 | phosphorus | P | Diffuse Gradient Thin Films | Diffuse Gradient Thin Films | Equilibration |  | Varies | Spectrophotometric | MEASURED | % | prcnt | PERCENT | http://qudt.org/vocab/unit/PERCENT |  | Mason S, McNeill A, McLaughlin MJ and Zhang H (2010) Prediction of wheat response to an application of phosphorus under field conditions using diffusive gradients in thin-films (DGT) and extraction methods. Plant and Soil 337: 243–258. |  | EXPERIMENTAL | CANDIDATE | 2026-04-02T12:00:00Z
SOIL | L_MODV2_SOIL_P_066 | phosphorus | P | EPA 3050 | EPA 3050 Digestion (HNO3, H2O2), EPA 6010B (ICP-OES) | 0.052083 | m/v | Heat to 95C, reflux for 15 minutes, cool, then add 5 mL HNO3 and reflux for 30 minutes. Repeat last step as required. | ICP-OES | MEASURED | % | prcnt | PERCENT | http://qudt.org/vocab/unit/PERCENT | US-EPA | U.S. EPA. 1996. “Method 3050B: Acid Digestion of Sediments, Sludges, and Soils,” Revision 2. Washington, DC. / EPA Method 3050B (SW-846): Acid Digestion of Sediments, Sludges, and Soils, 1996. |  | OFFICIAL | CANDIDATE | 2026-04-02T12:00:00Z |  |  | Extraction ratio may vary
SOIL | L_MODV2_SOIL_P_067 | phosphorus | P | H3A-1 | H3A-1 Extractant (H3A-1 0.0024 M citric acid + 0.004 M oxalic acid + 0.004 M malic acid at pH 3.75 ) | 0.048611 | m/v | 10 min | ICP-OES | MEASURED | % | prcnt | PERCENT | http://qudt.org/vocab/unit/PERCENT |  | Haney, R. L., et al. "Modifications to the new soil extractant H3A-1: A multinutrient extractant." Communications in soil science and plant analysis 41.12 (2010): 1513-1523. |  | PROVISIONAL | CANDIDATE | 2026-04-02T12:00:00Z
SOIL | L_MODV2_SOIL_P_068 | phosphorus | P | Ion Exchange Resin | Resin - NH4Cl 0.8 mol / L in 0.2 mol / L HCl | Saturated paste |  |  |  | MEASURED | % | prcnt | PERCENT | http://qudt.org/vocab/unit/PERCENT |  |  |  | PROPRIETARY | CANDIDATE | 2026-04-02T12:00:00Z
SOIL | L_MODV2_SOIL_P_069 | phosphorus | P | Ion Exchange Resin | Resin Extraction - Unibest (0.5 M HCl) | Saturated paste | variable | 24 hrs | ICP-OES | MEASURED | % | prcnt | PERCENT | http://qudt.org/vocab/unit/PERCENT | UniBest, Inc | https://www.unibestinc.com/about |  | PROPRIETARY | CANDIDATE | 2026-04-02T12:00:00Z
SOIL | L_MODV2_SOIL_P_070 | phosphorus | P | Kelowna | Kelowna, 0.25 N HOAc + 0.015 N NH4F | 0.048611 | m/v | 5 min | ICP-OES | MEASURED | % | prcnt | PERCENT | http://qudt.org/vocab/unit/PERCENT | AAFC | Determination of available phosphorus in acid and calcareous soils with the Kelowna multi-element extractant. Soil Sci. Vol 146, No. 4, 284-291. |  | OFFICIAL | CANDIDATE | 2026-04-02T12:00:00Z
SOIL | L_MODV2_SOIL_P_071 | phosphorus | P | Kelowna | Modified Kelowna-95, 0.5 N HOAc + 0.015 N NH4F + 1 N NH4Oac | 0.048611 | m/v | 5 min | ICP-OES | MEASURED | % | prcnt | PERCENT | http://qudt.org/vocab/unit/PERCENT | AAFC | Simultaneous extraction of available phosphorus and potassium with a new soil test: A modification of Kelowna extraction. Communications in Soil Science and Plant Analysis, Volume 25, 1994, pp 627-635. |  | OFFICIAL | CANDIDATE | 2026-04-02T12:00:00Z
SOIL | L_MODV2_SOIL_P_072 | phosphorus | P | Lancaster | Lancaster Extraction (Solution A:0.05 M HCl, Solution B: 1.57 M glacial acetic acid, 0.063 M malonic acid, 0.089 M malic acid, 0.032 M ammonium fluoride, 0.012 M aluminum chloride hexahydrate) | 0.045139 | m/v | Soil+Solution A, sit for 10 minutes. Add Solution B, shake for 10 minutes | ICP-OES | MEASURED | % | prcnt | PERCENT | http://qudt.org/vocab/unit/PERCENT | SERA-6 | Soil Test Methods From the Southeastern United States, SERA-IEG-6, 2014, Chapter 4.4 |  | OFFICIAL | CANDIDATE | 2026-04-02T12:00:00Z
SOIL | L_MODV2_SOIL_P_073 | phosphorus | P | Mehlich 1 | Mehlich 1 (0.05 M HCl + 0.0125 M H2SO4) | 0.045139 | m/v | 5 min | ICP-OES | MEASURED | % | prcnt | PERCENT | http://qudt.org/vocab/unit/PERCENT | SERA-6 | Soil Test Methods From the Southeastern United States, SERA-IEG-6, 2014, Chapter 4.2 |  | OFFICIAL | CANDIDATE | 2026-04-02T12:00:00Z
SOIL | L_MODV2_SOIL_P_074 | phosphorus | P | Mehlich 1 | Mehlich 1 (0.05 M HCl + 0.0125 M H2SO4) | 0.045139 | m/v | 5 min | Spectrophotometric | MEASURED | % | prcnt | PERCENT | http://qudt.org/vocab/unit/PERCENT | SERA-6 | Soil Test Methods From the Southeastern United States, SERA-IEG-6, 2014, Chapter 4.2 |  | OFFICIAL | CANDIDATE | 2026-04-02T12:00:00Z
SOIL | L_MODV2_SOIL_P_075 | phosphorus | P | Mehlich 2 | Mehlich 2 (0.2 N CH3COOH + 0.015 N NH4F + 0.2 N NH4Cl + 0.012 N HCl) | 0.048611 | m/v | 5 min | ICP-OES | MEASURED | % | prcnt | PERCENT | http://qudt.org/vocab/unit/PERCENT | NCSU | Mehlich A. 1978. New extractant for soil test evaluation of phosphorus, potassium, magnesium, calcium, sodium, manganese and zinc. Commun Soil Sci Plant Anal 9(6):477-92. |  | OFFICIAL | CANDIDATE | 2026-04-02T12:00:00Z
SOIL | L_MODV2_SOIL_P_076 | phosphorus | P | Mehlich 2 | Mehlich 2 (0.2 N CH3COOH + 0.015 N NH4F + 0.2 N NH4Cl + 0.012 N HCl) | 0.048611 | m/v | 5 min | Spectrophotometric | MEASURED | % | prcnt | PERCENT | http://qudt.org/vocab/unit/PERCENT | NCSU | Mehlich A. 1978. New extractant for soil test evaluation of phosphorus, potassium, magnesium, calcium, sodium, manganese and zinc. Commun Soil Sci Plant Anal 9(6):477-92. |  | OFFICIAL | CANDIDATE | 2026-04-02T12:00:00Z
SOIL | L_MODV2_SOIL_P_077 | phosphorus | P | Mehlich 3 | Mehlich 3 (0.2 N CH3COOH + 0.25 N NH4NO3 + 0.013 N HNO3 + 0.015 N NH4F + 0.001 M EDTA) | 0.048611 | m/v | 5 min | ICP-OES | MEASURED | % | prcnt | PERCENT | http://qudt.org/vocab/unit/PERCENT | SERA-6, NCERA-13, NECC-1812 | Soil Test Methods From the Southeastern United States, SERA-IEG-6, 2014, Chapter 4.3 |  | OFFICIAL | CANDIDATE | 2026-04-02T12:00:00Z
SOIL | L_MODV2_SOIL_P_078 | phosphorus | P | Mehlich 3 | Mehlich 3 (0.2 N CH3COOH + 0.25 N NH4NO3 + 0.013 N HNO3 + 0.015 N NH4F + 0.001 M EDTA) | 0.048611 | m/v | 5 min | Spectrophotometric | MEASURED | % | prcnt | PERCENT | http://qudt.org/vocab/unit/PERCENT | SERA-6, NCERA-13, NECC-1812 | Soil Test Methods From the Southeastern United States, SERA-IEG-6, 2014, Chapter 4.3 |  | OFFICIAL | CANDIDATE | 2026-04-02T12:00:00Z
SOIL | L_MODV2_SOIL_P_079 | phosphorus | P | Morgan | Morgan (0.72 N NaOAc + 0.52 N CH3COOH) | 0.045139 | v/v | 15 min | ICP-OES, AAS | MEASURED | % | prcnt | PERCENT | http://qudt.org/vocab/unit/PERCENT | NECC-1812 | Recommended Soil Testing Procedures for the Northeastern United States, NECC-1812 Publication No. 493, 3rd Edition, 2011, Chapter 5. |  | OFFICIAL | CANDIDATE | 2026-04-02T12:00:00Z
SOIL | L_MODV2_SOIL_P_080 | phosphorus | P | Morgan | Morgan (0.72 N NaOAc + 0.52 N CH3COOH) | 0.045139 | v/v | 15 min | Spectrophotometric | MEASURED | % | prcnt | PERCENT | http://qudt.org/vocab/unit/PERCENT | NECC-1812 | Recommended Soil Testing Procedures for the Northeastern United States, NECC-1812 Publication No. 493, 3rd Edition, 2011, Chapter 5. |  | OFFICIAL | CANDIDATE | 2026-04-02T12:00:00Z
SOIL | L_MODV2_SOIL_P_081 | phosphorus | P | Modified Morgan | Modified Morgan (0.62 N NH4OH + 1.25 N CH3COOH) | 0.048611 | m/v | 15 min | ICP-OES | MEASURED | % | prcnt | PERCENT | http://qudt.org/vocab/unit/PERCENT | NECC-1812 | Recommended Soil Testing Procedures for the Northeastern United States, NECC-1812 Publication No. 493, 3rd Edition, 2011, Chapter 5. |  | OFFICIAL | CANDIDATE | 2026-04-02T12:00:00Z
SOIL | L_MODV2_SOIL_P_082 | phosphorus | P | Modified Morgan | Modified Morgan (0.62 N NH4OH + 1.25 N CH3COOH) | 0.048611 | m/v | 15 min | Spectrophotometric | MEASURED | % | prcnt | PERCENT | http://qudt.org/vocab/unit/PERCENT | NECC-1812 | Recommended Soil Testing Procedures for the Northeastern United States, NECC-1812 Publication No. 493, 3rd Edition, 2011, Chapter 5. |  | OFFICIAL | CANDIDATE | 2026-04-02T12:00:00Z
SOIL | L_MODV2_SOIL_P_083 | phosphorus | P | Plant Root Simulator | Plant Root Simulator - PRS | Saturated paste |  |  |  | MEASURED | % | prcnt | PERCENT | http://qudt.org/vocab/unit/PERCENT |  |  |  | EXPERIMENTAL | CANDIDATE | 2026-04-02T12:00:00Z
SOIL | L_MODV2_SOIL_P_084 | phosphorus | P | Sodium Bicarbonate | Bicarbonate, 0.5 M NaHCO3, pH 8.5 | 0.055556 | m/v | 30 min | Spectrophotometric | MEASURED | % | prcnt | PERCENT | http://qudt.org/vocab/unit/PERCENT | WERA-103 | Soil, Plant and Water Reference Methods for the Western Region, 4th Edition, 2013, WERA-103. Method S-4.10 |  | OFFICIAL | CANDIDATE | 2026-04-02T12:00:00Z
SOIL | L_MODV2_SOIL_P_085 | phosphorus | P | Sulfuric Acid | 0.005 M H2SO4 | 0.048611 | m/v |  |  | MEASURED | % | prcnt | PERCENT | http://qudt.org/vocab/unit/PERCENT |  |  |  | EXPERIMENTAL | CANDIDATE | 2026-04-02T12:00:00Z
SOIL | L_MODV2_SOIL_P_086 | phosphorus | P | Truog | Truog, 0.002 N H2S04 buffered with NH4HS04, pH 3.0 | 0.18056 | m/v | 30 min | Spectrophotometric | MEASURED | % | prcnt | PERCENT | http://qudt.org/vocab/unit/PERCENT |  |  |  | OFFICIAL | CANDIDATE | 2026-04-02T12:00:00Z
SOIL | L_MODV2_SOIL_P_087 | phosphorus | P | Truog, Modified | Modified Truog, 0.001 N H2S04 buffered with 3% NH4HS04, pH 3.0 | 0.11111 | m/v | 30 min | Spectrophotometric | MEASURED | % | prcnt | PERCENT | http://qudt.org/vocab/unit/PERCENT |  |  |  | EXPERIMENTAL | CANDIDATE | 2026-04-02T12:00:00Z
SOIL | L_MODV2_SOIL_PBUFINDEX_001 | phosphorus buffer index | PBUFINDEX | Calculation | Phosphorus Equilibration | Calculation | Calculation | Calculation | ICP-OES | CALCULATION | mg/kg | mg1kg-1 | MilliGM-PER-KiloGM | http://qudt.org/vocab/unit/MilliGM-PER-KiloGM |  |  |  | EXPERIMENTAL | SUPERSEDED | 2024-11-13T12:00:00Z | 2026-04-03T12:00:00Z | Mass-per-mass/ppm harmonization to percent; was mg/kg ¦ 2026-04-03: Terminology and chemical naming standardization pass.
SOIL | L_MODV2_SOIL_PBUFINDEX_002 | phosphorus buffer index | PBUFINDEX | Calculation | Bicarbonate (Olsen) | Calculation | Calculation | Calculation | ICP-OES | CALCULATION | mg/kg | mg1kg-1 | MilliGM-PER-KiloGM | http://qudt.org/vocab/unit/MilliGM-PER-KiloGM |  |  |  | EXPERIMENTAL | SUPERSEDED | 2024-11-13T12:00:00Z | 2026-04-02T12:00:00Z | Mass-per-mass/ppm harmonization to percent; was mg/kg
SOIL | L_MODV2_SOIL_PBUFINDEX_003 | phosphorus buffer index | PBUFINDEX | Calculation | Bicarbonate (Colwell) | Calculation | Calculation | Calculation | ICP-OES | CALCULATION | mg/kg | mg1kg-1 | MilliGM-PER-KiloGM | http://qudt.org/vocab/unit/MilliGM-PER-KiloGM |  |  |  | EXPERIMENTAL | SUPERSEDED | 2024-11-13T12:00:00Z | 2026-04-02T12:00:00Z | Mass-per-mass/ppm harmonization to percent; was mg/kg
SOIL | L_MODV2_SOIL_PBUFINDEX_004 | phosphorus buffer index | PBUFINDEX | Calculation | CaCl2/PO4 | Calculation | Calculation | Calculation | Calculation | MEASURED | mg/kg | mg1kg-1 | MilliGM-PER-KiloGM | http://qudt.org/vocab/unit/MilliGM-PER-KiloGM |  |  |  | EXPERIMENTAL | SUPERSEDED | 2024-11-13T12:00:00Z | 2026-04-02T12:00:00Z | Mass-per-mass/ppm harmonization to percent; was mg/kg
SOIL | L_MODV2_SOIL_PBUFINDEX_005 | phosphorus buffer index | PBUFINDEX | Calculation | Phosphorus Equilibration | Calculation | Calculation | Calculation | ICP-OES | CALCULATION | % | prcnt | PERCENT | http://qudt.org/vocab/unit/PERCENT |  |  |  | EXPERIMENTAL | CANDIDATE | 2026-04-02T12:00:00Z
SOIL | L_MODV2_SOIL_PBUFINDEX_006 | phosphorus buffer index | PBUFINDEX | Calculation | Bicarbonate (Olsen) | Calculation | Calculation | Calculation | ICP-OES | CALCULATION | % | prcnt | PERCENT | http://qudt.org/vocab/unit/PERCENT |  |  |  | EXPERIMENTAL | CANDIDATE | 2026-04-02T12:00:00Z
SOIL | L_MODV2_SOIL_PBUFINDEX_007 | phosphorus buffer index | PBUFINDEX | Calculation | Bicarbonate (Colwell) | Calculation | Calculation | Calculation | ICP-OES | CALCULATION | % | prcnt | PERCENT | http://qudt.org/vocab/unit/PERCENT |  |  |  | EXPERIMENTAL | CANDIDATE | 2026-04-02T12:00:00Z
SOIL | L_MODV2_SOIL_PBUFINDEX_008 | phosphorus buffer index | PBUFINDEX | Calculation | CaCl2/PO4 | Calculation | Calculation | Calculation | Calculation | MEASURED | % | prcnt | PERCENT | http://qudt.org/vocab/unit/PERCENT |  |  |  | EXPERIMENTAL | CANDIDATE | 2026-04-02T12:00:00Z
SOIL | L_MODV2_SOIL_PERINDEX_001 | phosphorus environmental risk index | PERINDEX | Calculation | Calculation | Calculation | Calculation | Calculation | Calculation | CALCULATION | mg/kg | mg1kg-1 | MilliGM-PER-KiloGM | http://qudt.org/vocab/unit/MilliGM-PER-KiloGM |  |  |  | EXPERIMENTAL | SUPERSEDED | 2024-11-13T12:00:00Z | 2026-04-02T12:00:00Z | Mass-per-mass/ppm harmonization to percent; was mg/kg
SOIL | L_MODV2_SOIL_PERINDEX_002 | phosphorus environmental risk index | PERINDEX | Calculation | Calculation | Calculation | Calculation | Calculation | Calculation | CALCULATION | % | prcnt | PERCENT | http://qudt.org/vocab/unit/PERCENT |  |  |  | EXPERIMENTAL | CANDIDATE | 2026-04-02T12:00:00Z
SOIL | L_MODV2_SOIL_PFF_001 | phosphorus fixation factor | PFF | Mehlich 3 | Mehlich 3 (calculated Phosphorus Fixation Factor) | Calculation | Calculation | Calculation | Calculation | MEASURED | mg/kg | mg1kg-1 | MilliGM-PER-KiloGM | http://qudt.org/vocab/unit/MilliGM-PER-KiloGM |  |  |  | EXPERIMENTAL | SUPERSEDED | 2024-11-13T12:00:00Z | 2026-04-02T12:00:00Z | Mass-per-mass/ppm harmonization to percent; was mg/kg
SOIL | L_MODV2_SOIL_PFF_002 | phosphorus fixation factor | PFF | Mehlich 3 | Mehlich 3 (calculated Phosphorus Fixation Factor) | Calculation | Calculation | Calculation | Calculation | MEASURED | % | prcnt | PERCENT | http://qudt.org/vocab/unit/PERCENT |  |  |  | EXPERIMENTAL | CANDIDATE | 2026-04-02T12:00:00Z
SOIL | L_MODV2_SOIL_PINDEX_001 | phosphorus index | PINDEX | Calculation | Ratio of P to Ca and Fe | Calculation | Calculation | Calculation | ICP-OES | CALCULATION | mg/kg | mg1kg-1 | MilliGM-PER-KiloGM | http://qudt.org/vocab/unit/MilliGM-PER-KiloGM |  |  |  | EXPERIMENTAL | INVALID | 2024-11-13T12:00:00Z
SOIL | L_MODV2_SOIL_PINDEX_002 | phosphorus index | PINDEX | Mehlich 3 | Mehlich 3 (calculated Phosphorus Index) | Calculation | Calculation | Calculation | ICP-OES | CALCULATION | mg/kg | mg1kg-1 | MilliGM-PER-KiloGM | http://qudt.org/vocab/unit/MilliGM-PER-KiloGM |  |  |  | EXPERIMENTAL | INVALID | 2024-11-13T12:00:00Z
SOIL | L_MODV2_SOIL_PINDEX_003 | phosphorus index | PINDEX | Mehlich 3 | Mehlich 3 (calculated Phosphorus Index) | Calculation | Calculation | Calculation | Calculation | MEASURED | mg/kg | mg1kg-1 | MilliGM-PER-KiloGM | http://qudt.org/vocab/unit/MilliGM-PER-KiloGM |  |  |  | EXPERIMENTAL | SUPERSEDED | 2024-11-13T12:00:00Z | 2026-04-02T12:00:00Z | Mass-per-mass/ppm harmonization to percent; was mg/kg
SOIL | L_MODV2_SOIL_PINDEX_004 | phosphorus index | PINDEX | Calculation | Ratio of P to Ca and Fe | Calculation | Calculation | Calculation | ICP-OES | CALCULATION | mg/kg | mg1kg-1 | MilliGM-PER-KiloGM | http://qudt.org/vocab/unit/MilliGM-PER-KiloGM |  |  |  | EXPERIMENTAL | SUPERSEDED | 2024-11-13T12:00:00Z | 2026-04-02T12:00:00Z | Mass-per-mass/ppm harmonization to percent; was mg/kg
SOIL | L_MODV2_SOIL_PINDEX_005 | phosphorus index | PINDEX | Mehlich 3 | Mehlich 3 (calculated Phosphorus Index) | Calculation | Calculation | Calculation | ICP-OES | CALCULATION | mg/kg | mg1kg-1 | MilliGM-PER-KiloGM | http://qudt.org/vocab/unit/MilliGM-PER-KiloGM |  |  |  | EXPERIMENTAL | SUPERSEDED | 2024-11-13T12:00:00Z | 2026-04-02T12:00:00Z | Mass-per-mass/ppm harmonization to percent; was mg/kg
SOIL | L_MODV2_SOIL_PINDEX_006 | phosphorus index | PINDEX | Mehlich 3 | Mehlich 3 (calculated Phosphorus Index) | Calculation | Calculation | Calculation | Calculation | MEASURED | % | prcnt | PERCENT | http://qudt.org/vocab/unit/PERCENT |  |  |  | EXPERIMENTAL | CANDIDATE | 2026-04-02T12:00:00Z
SOIL | L_MODV2_SOIL_PINDEX_007 | phosphorus index | PINDEX | Calculation | Ratio of P to Ca and Fe | Calculation | Calculation | Calculation | ICP-OES | CALCULATION | % | prcnt | PERCENT | http://qudt.org/vocab/unit/PERCENT |  |  |  | EXPERIMENTAL | CANDIDATE | 2026-04-02T12:00:00Z
SOIL | L_MODV2_SOIL_PINDEX_008 | phosphorus index | PINDEX | Mehlich 3 | Mehlich 3 (calculated Phosphorus Index) | Calculation | Calculation | Calculation | ICP-OES | CALCULATION | % | prcnt | PERCENT | http://qudt.org/vocab/unit/PERCENT |  |  |  | EXPERIMENTAL | CANDIDATE | 2026-04-02T12:00:00Z
SOIL | L_MODV2_SOIL_PRATIO_001 | phosphorus ratio | PRATIO | Mehlich 3 ICP |  |  |  |  | ICP-OES | MEASURED | ratio | ratio | UNITLESS | http://qudt.org/vocab/unit/UNITLESS |  |  |  | EXPERIMENTAL | RETIRED | 2024-11-13T12:00:00Z
SOIL | L_MODV2_SOIL_PRI_001 | phosphorus retention index | PRI | Calculation | Calculation | Calculation | Calculation | Calculation | Calculation | MEASURED | mg/kg | mg1kg-1 | MilliGM-PER-KiloGM | http://qudt.org/vocab/unit/MilliGM-PER-KiloGM |  |  |  | EXPERIMENTAL | SUPERSEDED | 2024-11-13T12:00:00Z | 2026-04-02T12:00:00Z | Mass-per-mass/ppm harmonization to percent; was mg/kg
SOIL | L_MODV2_SOIL_PRI_002 | phosphorus retention index | PRI | Calculation | Calculation | Calculation | Calculation | Calculation | Calculation | MEASURED | % | prcnt | PERCENT | http://qudt.org/vocab/unit/PERCENT |  |  |  | EXPERIMENTAL | CANDIDATE | 2026-04-02T12:00:00Z
SOIL | L_MODV2_SOIL_PSINDEX_001 | phosphorus saturation index | PSINDEX | Mehlich 3 | Mehlich 3 (calculated Phosphorus Saturation Index) | Calculation | Calculation | Calculation | ICP-OES, AAS | CALCULATION | mg/kg | mg1kg-1 | MilliGM-PER-KiloGM | http://qudt.org/vocab/unit/MilliGM-PER-KiloGM |  |  |  | EXPERIMENTAL | SUPERSEDED | 2024-11-13T12:00:00Z | 2026-04-03T12:00:00Z | Mass-per-mass/ppm harmonization to percent; was mg/kg ¦ 2026-04-03: Terminology harmonization — cross-matrix consistency pass.
SOIL | L_MODV2_SOIL_PSINDEX_002 | phosphorus saturation index | PSINDEX | Mehlich 3 | Mehlich 3 - Standard Oligos | Calculation | Calculation | Calculation | ICP-OES, AAS | CALCULATION | mg/kg | mg1kg-1 | MilliGM-PER-KiloGM | http://qudt.org/vocab/unit/MilliGM-PER-KiloGM |  |  |  | EXPERIMENTAL | SUPERSEDED | 2024-11-13T12:00:00Z | 2026-04-03T12:00:00Z | Mass-per-mass/ppm harmonization to percent; was mg/kg ¦ 2026-04-03: Terminology harmonization — cross-matrix consistency pass.
SOIL | L_MODV2_SOIL_PSINDEX_003 | phosphorus saturation index | PSINDEX | Mehlich 3 | Mehlich 3 (calculated Phosphorus Saturation Index) | Calculation | Calculation | Calculation | ICP-OES, AAS | CALCULATION | % | prcnt | PERCENT | http://qudt.org/vocab/unit/PERCENT |  |  |  | EXPERIMENTAL | CANDIDATE | 2026-04-02T12:00:00Z
SOIL | L_MODV2_SOIL_PSINDEX_004 | phosphorus saturation index | PSINDEX | Mehlich 3 | Mehlich 3 - Standard Oligos | Calculation | Calculation | Calculation | ICP-OES, AAS | CALCULATION | % | prcnt | PERCENT | http://qudt.org/vocab/unit/PERCENT |  |  |  | EXPERIMENTAL | CANDIDATE | 2026-04-02T12:00:00Z
SOIL | L_MODV2_SOIL_TP_001 | phosphorus, total | TP | Kjeldahl | 18 M H2SO4 |  |  |  |  | MEASURED | mg/kg | mg1kg-1 | MilliGM-PER-KiloGM | http://qudt.org/vocab/unit/MilliGM-PER-KiloGM |  |  |  | EXPERIMENTAL | SUPERSEDED | 2024-11-13T12:00:00Z | 2026-04-02T12:00:00Z | Mass-per-mass/ppm harmonization to percent; was mg/kg
SOIL | L_MODV2_SOIL_TP_002 | phosphorus, total | TP | Nitric Acid | HNO3 |  |  |  |  | MEASURED | mg/kg | mg1kg-1 | MilliGM-PER-KiloGM | http://qudt.org/vocab/unit/MilliGM-PER-KiloGM |  |  |  | EXPERIMENTAL | SUPERSEDED | 2024-11-13T12:00:00Z | 2026-04-02T12:00:00Z | Mass-per-mass/ppm harmonization to percent; was mg/kg; Reagent abbreviation: "Nitric Acid" → "HNO3"
SOIL | L_MODV2_SOIL_TP_003 | phosphorus, total | TP | Kjeldahl | 18 M H2SO4 |  |  |  |  | MEASURED | % | prcnt | PERCENT | http://qudt.org/vocab/unit/PERCENT |  |  |  | EXPERIMENTAL | CANDIDATE | 2026-04-02T12:00:00Z
SOIL | L_MODV2_SOIL_TP_004 | phosphorus, total | TP | Nitric Acid | HNO3 |  |  |  |  | MEASURED | % | prcnt | PERCENT | http://qudt.org/vocab/unit/PERCENT |  |  |  | EXPERIMENTAL | CANDIDATE | 2026-04-02T12:00:00Z
SOIL | L_MODV2_SOIL_K_001 | potassium | K | Alcohol Prewash/Ammonium Acetate |  |  |  |  | ICP-OES | MEASURED | mEq/100g | mEq1hg-1 | MilliEQ-PER-HectoGM | http://qudt.org/vocab/unit/MilliEQ-PER-HectoGM |  |  |  | EXPERIMENTAL | RETIRED | 2024-11-13T12:00:00Z
SOIL | L_MODV2_SOIL_K_002 | potassium | K | Ammonium Acetate | 1.0 N Ammonium Acetate, pH 7.0 | 0.048611 | m/v | 5 min | ICP-OES | MEASURED | mg/kg | mg1kg-1 | MilliGM-PER-KiloGM | http://qudt.org/vocab/unit/MilliGM-PER-KiloGM | NCERA-13 | North Central Regional Research Publication No. 221 (Revised 2015), Chapter 7, pp 7.1-7.3 |  | OFFICIAL | SUPERSEDED | 2024-11-13T12:00:00Z | 2026-04-02T12:00:00Z | Mass-per-mass/ppm harmonization to percent; was mg/kg
SOIL | L_MODV2_SOIL_K_003 | potassium | K | Ammonium Lactate | Ammonium Lactate 0.1 N NH4 lactate + 0.4 N CH3COON, pH 3.7 | 0.055556 | m/v | 4 hrs | ICP-OES, AAS | MEASURED | mg/kg | mg1kg-1 | MilliGM-PER-KiloGM | http://qudt.org/vocab/unit/MilliGM-PER-KiloGM |  | SIS (Standardizing Commission in Sweden). 1993. Soil Analysis - Extraction and Determination of Phosphorus, Potassium, Calcium, Magnesium and Sodium from Soils with Ammonium Lactate/acetic Acid Solution (the AL‐method) SS 028310 Stockholm, Sweden |  | EXPERIMENTAL | SUPERSEDED | 2024-11-13T12:00:00Z | 2026-04-03T12:00:00Z | Mass-per-mass/ppm harmonization to percent; was mg/kg ¦ 2026-04-03: Terminology harmonization — cross-matrix consistency pass. ¦ 2026-04-03: Terminology and chemical naming standardization pass.
SOIL | L_MODV2_SOIL_K_004 | potassium | K | Ammonium Chloride | NH4Cl |  |  |  | ICP-OES | MEASURED | mEq/100g | mEq1hg-1 | MilliEQ-PER-HectoGM | http://qudt.org/vocab/unit/MilliEQ-PER-HectoGM |  |  |  | EXPERIMENTAL | RETIRED | 2024-11-13T12:00:00Z
SOIL | L_MODV2_SOIL_K_005 | potassium | K | Ammonium Chloride | NH4Cl w/ prewash |  |  |  | ICP-OES | MEASURED | mEq/100g | mEq1hg-1 | MilliEQ-PER-HectoGM | http://qudt.org/vocab/unit/MilliEQ-PER-HectoGM |  |  |  | EXPERIMENTAL | RETIRED | 2024-11-13T12:00:00Z
SOIL | L_MODV2_SOIL_K_006 | potassium | K | Ammonium Chloride/Barium Chloride | NH4Cl/BaCl2 |  |  |  | ICP-OES | MEASURED | mEq/100g | mEq1hg-1 | MilliEQ-PER-HectoGM | http://qudt.org/vocab/unit/MilliEQ-PER-HectoGM |  |  |  | EXPERIMENTAL | RETIRED | 2024-11-13T12:00:00Z
SOIL | L_MODV2_SOIL_K_007 | potassium | K | Bray 1 | Bray P1, 0.03 N NH4F + 0.025 N HCl, pH 2.7 | 0.048611 | m/v | 5 min | ICP-OES, AAS | MEASURED | mg/kg | mg1kg-1 | MilliGM-PER-KiloGM | http://qudt.org/vocab/unit/MilliGM-PER-KiloGM | NCERA-13 | North Central Regional Research Publication No. 221 (Revised 2015), Chapter 12, pp 12.5-12.6. |  | OFFICIAL | SUPERSEDED | 2024-11-13T12:00:00Z | 2026-04-03T12:00:00Z | Mass-per-mass/ppm harmonization to percent; was mg/kg ¦ 2026-04-03: Terminology harmonization — cross-matrix consistency pass. ¦ 2026-04-03: Terminology and chemical naming standardization pass.
SOIL | L_MODV2_SOIL_K_008 | potassium | K | Bray 1 | Bray P1, 0.03 N NH4F + 0.025 N HCl, pH 2.7 | 0.046528 | m/v | 5 min | ICP-OES, AAS | MEASURED | mg/kg | mg1kg-1 | MilliGM-PER-KiloGM | http://qudt.org/vocab/unit/MilliGM-PER-KiloGM | NCERA-13 | Soil, Plant and Water Reference Methods for the Western Region, 4th Edition, 2013. Method S-4.2 |  | OFFICIAL | SUPERSEDED | 2024-11-13T12:00:00Z | 2026-04-03T12:00:00Z | Mass-per-mass/ppm harmonization to percent; was mg/kg ¦ 2026-04-03: Terminology harmonization — cross-matrix consistency pass. ¦ 2026-04-03: Terminology and chemical naming standardization pass.
SOIL | L_MODV2_SOIL_K_009 | potassium | K | Bray 2 | Bray P2, 0.03 N NH4F + 0.10 N HCl, pH 1.7 | 0.048611 | m/v | 5 min | ICP-OES, AAS | MEASURED | mg/kg | mg1kg-1 | MilliGM-PER-KiloGM | http://qudt.org/vocab/unit/MilliGM-PER-KiloGM |  |  |  | EXPERIMENTAL | SUPERSEDED | 2024-11-13T12:00:00Z | 2026-04-03T12:00:00Z | Mass-per-mass/ppm harmonization to percent; was mg/kg ¦ 2026-04-03: Terminology harmonization — cross-matrix consistency pass. ¦ 2026-04-03: Terminology and chemical naming standardization pass.
SOIL | L_MODV2_SOIL_K_010 | potassium | K | Calcium Acetate Lactate (CAL) | Calcium Acetate Lactate (CAL) solution: 15.4 g calcium lactate, 15.4 g calcium acetate, 17.9 ml acetic acid acid, brought to 1 liter with DI water | 0.055556 | m/v | 90 min | ICP-OES, AAS | MEASURED | mg/kg | mg1kg-1 | MilliGM-PER-KiloGM | http://qudt.org/vocab/unit/MilliGM-PER-KiloGM |  | Dipl.-Ing. H. Schüller, 1969. The CAL method, a new method for determining the plant-available phosphate in soil. Journal of Plant Nutrition and Soil Science. Volume 123, Issue 1, pages 48-63. |  | OFFICIAL | SUPERSEDED | 2024-11-13T12:00:00Z | 2026-04-03T12:00:00Z | Mass-per-mass/ppm harmonization to percent; was mg/kg ¦ 2026-04-03: Terminology harmonization — cross-matrix consistency pass.
SOIL | L_MODV2_SOIL_K_011 | potassium | K | Calcium Chloride | 0.01 M CaCl2 | 0.048611 | m/v | 120 min | ICP-OES | MEASURED | mg/kg | mg1kg-1 | MilliGM-PER-KiloGM | http://qudt.org/vocab/unit/MilliGM-PER-KiloGM | WEPAL | Houba, V.J.G.; Novozamsky, I.; Lexmond, T.M.; Van der Lee, J.J. Applicability of 0.01 M CaCl2 as a single extraction solution for |  | OFFICIAL | SUPERSEDED | 2024-11-13T12:00:00Z | 2026-04-02T12:00:00Z | Mass-per-mass/ppm harmonization to percent; was mg/kg
SOIL | L_MODV2_SOIL_K_012 | potassium | K | Calculation | Mehlich 3 to Bray P1 (1:10) Regressed | Calculation | Calculation | Calculation | Calculation | MEASURED | mg/kg | mg1kg-1 | MilliGM-PER-KiloGM | http://qudt.org/vocab/unit/MilliGM-PER-KiloGM |  |  |  | EXPERIMENTAL | SUPERSEDED | 2024-11-13T12:00:00Z | 2026-04-02T12:00:00Z | Mass-per-mass/ppm harmonization to percent; was mg/kg
SOIL | L_MODV2_SOIL_K_013 | potassium | K | Carbon Dioxide | Saturated CO2 Method | 0.055556 | m/v | 30 min | ICP-OES, AAS | MEASURED | mg/kg | mg1kg-1 | MilliGM-PER-KiloGM | http://qudt.org/vocab/unit/MilliGM-PER-KiloGM |  |  |  | EXPERIMENTAL | SUPERSEDED | 2024-11-13T12:00:00Z | 2026-04-03T12:00:00Z | Mass-per-mass/ppm harmonization to percent; was mg/kg ¦ 2026-04-03: Terminology harmonization — cross-matrix consistency pass.
SOIL | L_MODV2_SOIL_K_014 | potassium | K | Colwell | Colwell (Bicarbonate) 0.5 M NaCO3, pH 8.5 | 0.11111 | m/v | 16 hrs | ICP-OES, AAS | MEASURED | mg/kg | mg1kg-1 | MilliGM-PER-KiloGM | http://qudt.org/vocab/unit/MilliGM-PER-KiloGM | ASPAC | Rayment, G. and J. Lyons. 2011. Soil Chemical Methods - Australasia, CSIRO, Method 9B1, pp 162.164 |  | PROVISIONAL | SUPERSEDED | 2024-11-13T12:00:00Z | 2026-04-03T12:00:00Z | Mass-per-mass/ppm harmonization to percent; was mg/kg ¦ 2026-04-03: Terminology harmonization — cross-matrix consistency pass. ¦ 2026-04-03: Terminology and chemical naming standardization pass.
SOIL | L_MODV2_SOIL_K_015 | potassium | K | Slurry | Potassium Water 1:5 | 0.045139 | m/v |  |  | MEASURED | mg/kg | mg1kg-1 | MilliGM-PER-KiloGM | http://qudt.org/vocab/unit/MilliGM-PER-KiloGM |  |  |  | EXPERIMENTAL | SUPERSEDED | 2024-11-13T12:00:00Z | 2026-04-02T12:00:00Z | Mass-per-mass/ppm harmonization to percent; was mg/kg
SOIL | L_MODV2_SOIL_K_016 | potassium | K | Slurry | Deionized Water | 0.042361 | m/v |  |  | MEASURED | mg/kg | mg1kg-1 | MilliGM-PER-KiloGM | http://qudt.org/vocab/unit/MilliGM-PER-KiloGM |  |  |  | EXPERIMENTAL | SUPERSEDED | 2024-11-13T12:00:00Z | 2026-04-02T12:00:00Z | Mass-per-mass/ppm harmonization to percent; was mg/kg
SOIL | L_MODV2_SOIL_K_017 | potassium | K | Slurry | Deionized Water | 0.055556 | m/v |  |  | MEASURED | mg/kg | mg1kg-1 | MilliGM-PER-KiloGM | http://qudt.org/vocab/unit/MilliGM-PER-KiloGM |  |  |  | EXPERIMENTAL | SUPERSEDED | 2024-11-13T12:00:00Z | 2026-04-02T12:00:00Z | Mass-per-mass/ppm harmonization to percent; was mg/kg
SOIL | L_MODV2_SOIL_K_018 | potassium | K | Diffuse Gradient Thin Films | Diffuse Gradient Thin Films | Equilibration |  | Varies | Spectrophotometric | MEASURED | mg/kg | mg1kg-1 | MilliGM-PER-KiloGM | http://qudt.org/vocab/unit/MilliGM-PER-KiloGM |  | Mason S, McNeill A, McLaughlin MJ and Zhang H (2010) Prediction of wheat response to an application of phosphorus under field conditions using diffusive gradients in thin-films (DGT) and extraction methods. Plant and Soil 337: 243–258. |  | EXPERIMENTAL | SUPERSEDED | 2024-11-13T12:00:00Z | 2026-04-02T12:00:00Z | Mass-per-mass/ppm harmonization to percent; was mg/kg
SOIL | L_MODV2_SOIL_K_019 | potassium | K | H3A-1 | H3A-1 Extractant (H3A-1 0.0024 M citric acid + 0.004 M oxalic acid + 0.004 M malic acid at pH 3.75 ) | 0.048611 | m/v | 10 min | ICP-OES | MEASURED | mg/kg | mg1kg-1 | MilliGM-PER-KiloGM | http://qudt.org/vocab/unit/MilliGM-PER-KiloGM |  | Haney, R. L., et al. "Modifications to the new soil extractant H3A-1: A multinutrient extractant." Communications in soil science and plant analysis 41.12 (2010): 1513-1523. |  | PROVISIONAL | SUPERSEDED | 2024-11-13T12:00:00Z | 2026-04-02T12:00:00Z | Mass-per-mass/ppm harmonization to percent; was mg/kg
SOIL | L_MODV2_SOIL_K_020 | potassium | K | Hydrochloric Acid | HCl (Skeen) |  |  |  | ICP-OES, AAS | MEASURED | mg/kg | mg1kg-1 | MilliGM-PER-KiloGM | http://qudt.org/vocab/unit/MilliGM-PER-KiloGM |  |  |  | EXPERIMENTAL | RETIRED | 2024-11-13T12:00:00Z | 2026-04-03T12:00:00Z | 2026-04-03: Terminology and chemical naming standardization pass.
SOIL | L_MODV2_SOIL_K_021 | potassium | K | Hydrochloric Acid | HCl (Skeen) |  |  |  | ICP-OES | MEASURED | mg/kg | mg1kg-1 | MilliGM-PER-KiloGM | http://qudt.org/vocab/unit/MilliGM-PER-KiloGM |  |  |  | EXPERIMENTAL | RETIRED | 2024-11-13T12:00:00Z
SOIL | L_MODV2_SOIL_K_022 | potassium | K | Ion Exchange Resin | Resin - NH4Cl 0.8 mol / L in 0.2 mol / L HCl | Saturated paste |  |  |  | MEASURED | mg/kg | mg1kg-1 | MilliGM-PER-KiloGM | http://qudt.org/vocab/unit/MilliGM-PER-KiloGM |  |  |  | PROPRIETARY | SUPERSEDED | 2024-11-13T12:00:00Z | 2026-04-02T12:00:00Z | Mass-per-mass/ppm harmonization to percent; was mg/kg
SOIL | L_MODV2_SOIL_K_023 | potassium | K | Ion Exchange Resin | Resin Extraction - Unibest (0.5 M HCl) | Saturated paste | variable | 24 hrs | ICP-OES | MEASURED | mg/kg | mg1kg-1 | MilliGM-PER-KiloGM | http://qudt.org/vocab/unit/MilliGM-PER-KiloGM | UniBest, Inc | https://www.unibestinc.com/about |  | PROPRIETARY | SUPERSEDED | 2024-11-13T12:00:00Z | 2026-04-02T12:00:00Z | Mass-per-mass/ppm harmonization to percent; was mg/kg
SOIL | L_MODV2_SOIL_K_024 | potassium | K | Kelowna | Kelowna, 0.25 N HOAc + 0.015 N NH4F | 0.048611 | m/v | 5 min | ICP-OES | MEASURED | mg/kg | mg1kg-1 | MilliGM-PER-KiloGM | http://qudt.org/vocab/unit/MilliGM-PER-KiloGM | AAFC | Determination of available phosphorus in acid and calcareous soils with the Kelowna multi-element extractant. Soil Sci. Vol 146, No. 4, 284-291. |  | OFFICIAL | SUPERSEDED | 2024-11-13T12:00:00Z | 2026-04-03T12:00:00Z | Mass-per-mass/ppm harmonization to percent; was mg/kg ¦ 2026-04-03: Terminology and chemical naming standardization pass.
SOIL | L_MODV2_SOIL_K_025 | potassium | K | Kelowna 2, Modified | Modified Kelowna 2, 0.25 N HOAc + 0.015 N NH4F + 0.25 N NH4Oac | 0.048611 | m/v | 5 min | ICP-OES | MEASURED | mg/kg | mg1kg-1 | MilliGM-PER-KiloGM | http://qudt.org/vocab/unit/MilliGM-PER-KiloGM | AAFC | Simultaneous extraction of available phosphorus and potassium with a new soil test: A modification of Kelowna extraction. Communications in Soil Science and Plant Analysis, Volume 25, 1994, pp 627-635. |  | PROVISIONAL | SUPERSEDED | 2024-11-13T12:00:00Z | 2026-04-03T12:00:00Z | Mass-per-mass/ppm harmonization to percent; was mg/kg ¦ 2026-04-03: Terminology and chemical naming standardization pass.
SOIL | L_MODV2_SOIL_K_026 | potassium | K | Kelowna-95, Modified | Modified Kelowna-95, 0.5 N HOAc + 0.015 N NH4F + 1 N NH4Oac | 0.048611 | m/v | 5 min | ICP-OES | MEASURED | mg/kg | mg1kg-1 | MilliGM-PER-KiloGM | http://qudt.org/vocab/unit/MilliGM-PER-KiloGM | AAFC | Simultaneous extraction of available phosphorus and potassium with a new soil test: A modification of Kelowna extraction. Communications in Soil Science and Plant Analysis, Volume 25, 1994, pp 627-635. |  | PROVISIONAL | SUPERSEDED | 2024-11-13T12:00:00Z | 2026-04-03T12:00:00Z | Mass-per-mass/ppm harmonization to percent; was mg/kg ¦ 2026-04-03: Terminology and chemical naming standardization pass.
SOIL | L_MODV2_SOIL_K_027 | potassium | K | Lancaster | Lancaster Extraction (Solution A:0.05 M HCl, Solution B: 1.57 M glacial acetic acid, 0.063 M malonic acid, 0.089 M malic acid, 0.032 M ammonium fluoride, 0.012 M aluminum chloride hexahydrate) | 0.045139 | m/v | Soil+Solution A, sit for 10 minutes. Add Solution B, shake for 10 minutes | ICP-OES | MEASURED | mg/kg | mg1kg-1 | MilliGM-PER-KiloGM | http://qudt.org/vocab/unit/MilliGM-PER-KiloGM | SERA-6 | Soil Test Methods From the Southeastern United States, SERA-IEG-6, 2014, Chapter 4.4 |  | OFFICIAL | SUPERSEDED | 2024-11-13T12:00:00Z | 2026-04-02T12:00:00Z | Mass-per-mass/ppm harmonization to percent; was mg/kg
SOIL | L_MODV2_SOIL_K_028 | potassium | K | M3 - Field-moist K |  |  |  |  | ICP-OES | MEASURED | mg/kg | mg1kg-1 | MilliGM-PER-KiloGM | http://qudt.org/vocab/unit/MilliGM-PER-KiloGM |  |  |  | EXPERIMENTAL | RETIRED | 2024-11-13T12:00:00Z
SOIL | L_MODV2_SOIL_K_029 | potassium | K | Mehlich 1 | Mehlich 1 (0.05 M HCl + 0.0125 M H2SO4) | 0.045139 | m/v | 5 min | ICP-OES, AAS | MEASURED | mg/kg | mg1kg-1 | MilliGM-PER-KiloGM | http://qudt.org/vocab/unit/MilliGM-PER-KiloGM | SERA-6 | Soil Test Methods From the Southeastern United States, SERA-IEG-6, 2014, Chapter 4.2 |  | OFFICIAL | SUPERSEDED | 2024-11-13T12:00:00Z | 2026-04-03T12:00:00Z | Mass-per-mass/ppm harmonization to percent; was mg/kg ¦ 2026-04-03: Terminology harmonization — cross-matrix consistency pass.
SOIL | L_MODV2_SOIL_K_030 | potassium | K | Mehlich 2 | Mehlich 2 (0.2 N CH3COOH + 0.015 N NH4F + 0.2 N NH4Cl + 0.012 N HCl) | 0.048611 | m/v | 5 min | ICP-OES, AAS | MEASURED | mg/kg | mg1kg-1 | MilliGM-PER-KiloGM | http://qudt.org/vocab/unit/MilliGM-PER-KiloGM | NCSU | Mehlich A. 1978. New extractant for soil test evaluation of phosphorus, potassium, magnesium, calcium, sodium, manganese and zinc. Commun Soil Sci Plant Anal 9(6):477-92. |  | OFFICIAL | SUPERSEDED | 2024-11-13T12:00:00Z | 2026-04-03T12:00:00Z | Mass-per-mass/ppm harmonization to percent; was mg/kg ¦ 2026-04-03: Terminology harmonization — cross-matrix consistency pass. ¦ 2026-04-03: Terminology and chemical naming standardization pass.
SOIL | L_MODV2_SOIL_K_031 | potassium | K | Mehlich 3 | Mehlich 3 (0.2 N CH3COOH + 0.25 N NH4NO3 + 0.013 N HNO3 + 0.015 N NH4F + 0.001 M EDTA) | 0.048611 | m/v | 5 min | ICP-OES, AAS | MEASURED | mg/kg | mg1kg-1 | MilliGM-PER-KiloGM | http://qudt.org/vocab/unit/MilliGM-PER-KiloGM | SERA-6, NCERA-13, NECC-1812 | Soil Test Methods From the Southeastern United States, SERA-IEG-6, 2014, Chapter 4.3 |  | OFFICIAL | SUPERSEDED | 2024-11-13T12:00:00Z | 2026-04-03T12:00:00Z | Mass-per-mass/ppm harmonization to percent; was mg/kg ¦ 2026-04-03: Terminology harmonization — cross-matrix consistency pass. ¦ 2026-04-03: Terminology and chemical naming standardization pass.
SOIL | L_MODV2_SOIL_K_032 | potassium | K | Mehlich 3 | Mehlich 3 (0.2 N CH3COOH + 0.25 N NH4NO3 + 0.013 N HNO3 + 0.015 N NH4F + 0.001 M EDTA) | 0.048611 | v/v | 5 min | ICP-OES, AAS | MEASURED | mg/L | mg1L-1 | MilliGM-PER-L | http://qudt.org/vocab/unit/MilliGM-PER-L | SERA-6 | Soil Test Methods From the Southeastern United States, SERA-IEG-6, 2014, Chapter 4.3 |  | OFFICIAL | VALID | 2024-11-13T12:00:00Z | 2026-04-03T12:00:00Z | 2026-04-03: Terminology harmonization — cross-matrix consistency pass. ¦ 2026-04-03: Terminology and chemical naming standardization pass.
SOIL | L_MODV2_SOIL_K_033 | potassium | K | Morgan | Morgan (0.72 N NaOAc + 0.52 N CH3COOH) | 0.045139 | v/v | 15 min | ICP-OES, AAS | MEASURED | mg/kg | mg1kg-1 | MilliGM-PER-KiloGM | http://qudt.org/vocab/unit/MilliGM-PER-KiloGM | NECC-1812 | Recommended Soil Testing Procedures for the Northeastern United States, NECC-1812 Publication No. 493, 3rd Edition, 2011, Chapter 5. |  | OFFICIAL | SUPERSEDED | 2024-11-13T12:00:00Z | 2026-04-03T12:00:00Z | Mass-per-mass/ppm harmonization to percent; was mg/kg ¦ 2026-04-03: Terminology harmonization — cross-matrix consistency pass.
SOIL | L_MODV2_SOIL_K_034 | potassium | K | Modified Morgan | Modified Morgan (0.62 N NH4OH + 1.25 N CH3COOH) | 0.048611 | m/v | 15 min | ICP-OES | MEASURED | mg/kg | mg1kg-1 | MilliGM-PER-KiloGM | http://qudt.org/vocab/unit/MilliGM-PER-KiloGM | NECC-1812 | Recommended Soil Testing Procedures for the Northeastern United States, NECC-1812 Publication No. 493, 3rd Edition, 2011, Chapter 5. |  | OFFICIAL | SUPERSEDED | 2024-11-13T12:00:00Z | 2026-04-02T12:00:00Z | Mass-per-mass/ppm harmonization to percent; was mg/kg
SOIL | L_MODV2_SOIL_K_035 | potassium | K | Nitric Acid | HNO3 |  |  |  | ICP-MS | MEASURED | mg/kg | mg1kg-1 | MilliGM-PER-KiloGM | http://qudt.org/vocab/unit/MilliGM-PER-KiloGM |  |  |  | EXPERIMENTAL | RETIRED | 2024-11-13T12:00:00Z
SOIL | L_MODV2_SOIL_K_036 | potassium | K | Nitric Acid | HNO3 (Hot) |  |  |  | ICP-OES | MEASURED | mg/kg | mg1kg-1 | MilliGM-PER-KiloGM | http://qudt.org/vocab/unit/MilliGM-PER-KiloGM |  |  |  | EXPERIMENTAL | RETIRED | 2024-11-13T12:00:00Z | 2026-04-03T12:00:00Z | 2026-04-03: Terminology and chemical naming standardization pass.
SOIL | L_MODV2_SOIL_K_037 | potassium | K | Nitric Acid | EPA 3050 Digestion (HNO3, H2O2), EPA 6010B (ICP-OES) | Saturated paste | Saturated Paste |  | ICP-OES | MEASURED | % | prcnt | PERCENT | http://qudt.org/vocab/unit/PERCENT | AOAC International | https://academic.oup.com/jaoac/article-abstract/68/4/766/5704621?redirectedFrom=fulltext |  | EXPERIMENTAL | VALID | 2024-11-13T12:00:00Z | 2026-04-03T12:00:00Z | Analyte Measurement Method clarified: ICP → ICP-OES; Reagent abbreviation: "EPA 3050 Digestion (Nitric Acid, Hydroge" → "EPA 3050 Digestion (HNO3, H2O2), EPA 601" ¦ 2026-04-03: Terminology harmonization — cross-matrix consistency pass.
SOIL | L_MODV2_SOIL_K_038 | potassium | K | Plant Root Simulator | Plant Root Simulator - PRS | Saturated paste |  |  |  | MEASURED | mg/kg | mg1kg-1 | MilliGM-PER-KiloGM | http://qudt.org/vocab/unit/MilliGM-PER-KiloGM |  |  |  | PROPRIETARY | SUPERSEDED | 2024-11-13T12:00:00Z | 2026-04-02T12:00:00Z | Mass-per-mass/ppm harmonization to percent; was mg/kg
SOIL | L_MODV2_SOIL_K_039 | potassium | K | Plant Root Simulator | Plant Root Simulator - PRS | Saturated paste | in situ probe | 180 min | ICP-OES | MEASURED | mg/m2 | mg1[m2]-1 | MilliGM-PER-M2 | http://qudt.org/vocab/unit/MilliGM-PER-M2 | Western Ag Innovations | 2013. Ion Supply Rates Using PRS® Probes, pp. 1149-152 in R. O. Miller, R Gavlak and D Horneck, eds. Soil, Plant and Water Reference Methods for the Western Region. WREP-125, 4th Edition. |  | PROPRIETARY | VALID | 2024-11-13T12:00:00Z
SOIL | L_MODV2_SOIL_K_040 | potassium | K | Plant Root Simulator | Plant Root Simulator - PRS | Saturated paste | in situ probe | 24 hrs | ICP-OES | MEASURED | mg/m2 | mg1[m2]-1 | MilliGM-PER-M2 | http://qudt.org/vocab/unit/MilliGM-PER-M2 | Western Ag Innovations | 2013. Ion Supply Rates Using PRS® Probes, pp. 1149-152 in R. O. Miller, R Gavlak and D Horneck, eds. Soil, Plant and Water Reference Methods for the Western Region. WREP-125, 4th Edition. |  | PROPRIETARY | VALID | 2024-11-13T12:00:00Z
SOIL | L_MODV2_SOIL_K_041 | potassium | K | Plant Root Simulator | Plant Root Simulator - PRS | Saturated paste | in situ probe | 24 hrs | ICP-OES | MEASURED | mg/m2 | mg1[m2]-1 | MilliGM-PER-M2 | http://qudt.org/vocab/unit/MilliGM-PER-M2 | Western Ag Innovations | 2013. Ion Supply Rates Using PRS® Probes, pp. 1149-152 in R. O. Miller, R Gavlak and D Horneck, eds. Soil, Plant and Water Reference Methods for the Western Region. WREP-125, 4th Edition. |  | PROPRIETARY | VALID | 2024-11-13T12:00:00Z
SOIL | L_MODV2_SOIL_K_042 | potassium | K | Saturated paste | Soil saturated with DI water, subsequent extraction and retained for analysis | Saturated paste | m/m | 4 hrs | ICP-OES, AAS | MEASURED | meq/L | meq1l-1 | Needs QUDT Discussion | Needs QUDT Discussion | USDA | US Salinity Staff, 1954. L.A Richards (ed.) Diagnosis and improvement of saline alkali soils. 160 p. USDA Handb. 60 US Govt. Print Office, Washington DC. |  | OFFICIAL | VALID | 2024-11-13T12:00:00Z | 2026-04-03T12:00:00Z | 2026-04-03: Terminology harmonization — cross-matrix consistency pass.
SOIL | L_MODV2_SOIL_K_043 | potassium | K | Sodium Bicarbonate | Bicarbonate, 0.5 M NaHCO3, pH 8.5 | 0.055556 | m/v | 30 min | ICP-OES, AAS | MEASURED | mg/kg | mg1kg-1 | MilliGM-PER-KiloGM | http://qudt.org/vocab/unit/MilliGM-PER-KiloGM | WERA-103 | Soil, Plant and Water Reference Methods for the Western Region, 4th Edition, 2013, WERA-103. Method S-4.10 |  | PROVISIONAL | SUPERSEDED | 2024-11-13T12:00:00Z | 2026-04-03T12:00:00Z | Mass-per-mass/ppm harmonization to percent; was mg/kg ¦ 2026-04-03: Terminology harmonization — cross-matrix consistency pass. ¦ 2026-04-03: Terminology and chemical naming standardization pass.
SOIL | L_MODV2_SOIL_K_044 | potassium | K | Sulfuric Acid | 0.005 M H2SO4 | 0.048611 | m/v |  |  | MEASURED | mg/kg | mg1kg-1 | MilliGM-PER-KiloGM | http://qudt.org/vocab/unit/MilliGM-PER-KiloGM |  |  |  | EXPERIMENTAL | SUPERSEDED | 2024-11-13T12:00:00Z | 2026-04-02T12:00:00Z | Mass-per-mass/ppm harmonization to percent; was mg/kg
SOIL | L_MODV2_SOIL_K_045 | potassium | K | Truog | Truog, 0.002 N H2S04 buffered with NH4HS04, pH 3.0 | 0.18056 | m/v | 30 min | ICP-OES, AAS | MEASURED | mg/kg | mg1kg-1 | MilliGM-PER-KiloGM | http://qudt.org/vocab/unit/MilliGM-PER-KiloGM |  |  |  | PROVISIONAL | SUPERSEDED | 2024-11-13T12:00:00Z | 2026-04-03T12:00:00Z | Mass-per-mass/ppm harmonization to percent; was mg/kg ¦ 2026-04-03: Terminology harmonization — cross-matrix consistency pass. ¦ 2026-04-03: Terminology and chemical naming standardization pass.
SOIL | L_MODV2_SOIL_K_046 | potassium | K | Truog, Modified | Modified Truog, 0.001 N H2S04 buffered with 3% NH4HS04, pH 3.0 | 0.11111 | m/v | 30 min | ICP-OES, AAS | MEASURED | mg/kg | mg1kg-1 | MilliGM-PER-KiloGM | http://qudt.org/vocab/unit/MilliGM-PER-KiloGM |  |  |  | EXPERIMENTAL | SUPERSEDED | 2024-11-13T12:00:00Z | 2026-04-03T12:00:00Z | Mass-per-mass/ppm harmonization to percent; was mg/kg ¦ 2026-04-03: Terminology harmonization — cross-matrix consistency pass. ¦ 2026-04-03: Terminology and chemical naming standardization pass.
SOIL | L_MODV2_SOIL_K_047 | potassium | K | Slurry | Deionized Water | 0.20903 |  |  | ICP-OES | MEASURED | mg/kg | mg1kg-1 | MilliGM-PER-KiloGM | http://qudt.org/vocab/unit/MilliGM-PER-KiloGM |  |  |  | EXPERIMENTAL | RETIRED | 2024-11-13T12:00:00Z | 2026-04-03T12:00:00Z | Analyte Measurement Method clarified: ICP → ICP-OES ¦ 2026-04-03: Terminology and chemical naming standardization pass.
SOIL | L_MODV2_SOIL_K_048 | potassium | K | [5 empty] | Calculation | MEASURED | mg/kg | mg1kg-1 | MilliGM-PER-KiloGM | http://qudt.org/vocab/unit/MilliGM-PER-KiloGM |  |  |  | EXPERIMENTAL | RETIRED | 2024-11-13T12:00:00Z
SOIL | L_MODV2_SOIL_K_049 | potassium | K | Aqua Regia | Aqua Regia (HCl:HNO3, 3:1) | 0.048611 | m/v | 20 min | ICP-OES, ICP-MS | MEASURED | mg/kg | mg1kg-1 | MilliGM-PER-KiloGM | http://qudt.org/vocab/unit/MilliGM-PER-KiloGM | ISO | ISO standard 11466 or EPA 3051A |  | PROVISIONAL | SUPERSEDED | 2024-11-13T12:00:00Z | 2026-04-03T12:00:00Z | Mass-per-mass/ppm harmonization to percent; was mg/kg; Reagent abbreviation: "Aqua Regia (3:1 mixture of hydrochloric " → "Aqua Regia (HCl:HNO3, 3:1)" ¦ 2026-04-03: Terminology harmonization — cross-matrix consistency pass.
SOIL | L_MODV2_SOIL_K_050 | potassium | K | EPA 3050 | EPA 3050 Digestion (HNO3, H2O2), EPA 6010B (ICP-OES) | 0.052083 | m/v | Heat to 95C, reflux for 15 minutes, cool, then add 5 mL HNO3 and reflux for 30 minutes. Repeat last step as required. | ICP-OES | MEASURED | mg/kg | mg1kg-1 | MilliGM-PER-KiloGM | http://qudt.org/vocab/unit/MilliGM-PER-KiloGM | US-EPA | U.S. EPA. 1996. “Method 3050B: Acid Digestion of Sediments, Sludges, and Soils,” Revision 2. Washington, DC. / EPA Method 3050B (SW-846): Acid Digestion of Sediments, Sludges, and Soils, 1996. |  | OFFICIAL | SUPERSEDED | 2024-11-13T12:00:00Z | 2026-04-03T12:00:00Z | Mass-per-mass/ppm harmonization to percent; was mg/kg; Reagent abbreviation: "EPA 3050 Digestion (Nitric Acid, Hydroge" → "EPA 3050 Digestion (HNO3, H2O2), EPA 601" ¦ 2026-04-03: Final audit fixes applied | Extraction ratio may vary
SOIL | L_MODV2_SOIL_K_051 | potassium | K | Ammonium Acetate | 1.0 N Ammonium Acetate, pH 7.0 | 0.048611 | m/v | 5 min | ICP-OES | MEASURED | % | prcnt | PERCENT | http://qudt.org/vocab/unit/PERCENT | NCERA-13 | North Central Regional Research Publication No. 221 (Revised 2015), Chapter 7, pp 7.1-7.3 |  | OFFICIAL | CANDIDATE | 2026-04-02T12:00:00Z
SOIL | L_MODV2_SOIL_K_052 | potassium | K | Ammonium Lactate | Ammonium Lactate 0.1 N NH4 lactate + 0.4 N CH3COON, pH 3.7 | 0.055556 | m/v | 4 hrs | ICP-OES, AAS | MEASURED | % | prcnt | PERCENT | http://qudt.org/vocab/unit/PERCENT |  | SIS (Standardizing Commission in Sweden). 1993. Soil Analysis - Extraction and Determination of Phosphorus, Potassium, Calcium, Magnesium and Sodium from Soils with Ammonium Lactate/acetic Acid Solution (the AL‐method) SS 028310 Stockholm, Sweden |  | EXPERIMENTAL | CANDIDATE | 2026-04-02T12:00:00Z
SOIL | L_MODV2_SOIL_K_053 | potassium | K | Bray 1 | Bray P1, 0.03 N NH4F + 0.025 N HCl, pH 2.7 | 0.048611 | m/v | 5 min | ICP-OES, AAS | MEASURED | % | prcnt | PERCENT | http://qudt.org/vocab/unit/PERCENT | NCERA-13 | North Central Regional Research Publication No. 221 (Revised 2015), Chapter 12, pp 12.5-12.6. |  | OFFICIAL | CANDIDATE | 2026-04-02T12:00:00Z
SOIL | L_MODV2_SOIL_K_054 | potassium | K | Bray 1 | Bray P1, 0.03 N NH4F + 0.025 N HCl, pH 2.7 | 0.046528 | m/v | 5 min | ICP-OES, AAS | MEASURED | % | prcnt | PERCENT | http://qudt.org/vocab/unit/PERCENT | NCERA-13 | Soil, Plant and Water Reference Methods for the Western Region, 4th Edition, 2013. Method S-4.2 |  | OFFICIAL | CANDIDATE | 2026-04-02T12:00:00Z
SOIL | L_MODV2_SOIL_K_055 | potassium | K | Bray 2 | Bray P2, 0.03 N NH4F + 0.10 N HCl, pH 1.7 | 0.048611 | m/v | 15 min | ICP-OES, AAS | MEASURED | % | prcnt | PERCENT | http://qudt.org/vocab/unit/PERCENT |  |  |  | EXPERIMENTAL | CANDIDATE | 2026-04-02T12:00:00Z
SOIL | L_MODV2_SOIL_K_056 | potassium | K | Calcium Acetate Lactate (CAL) | Calcium Acetate Lactate (CAL) solution: 15.4 g calcium lactate, 15.4 g calcium acetate, 17.9 ml acetic acid acid, brought to 1 liter with DI water | 0.055556 | m/v | 90 min | ICP-OES, AAS | MEASURED | % | prcnt | PERCENT | http://qudt.org/vocab/unit/PERCENT |  | Dipl.-Ing. H. Schüller, 1969. The CAL method, a new method for determining the plant-available phosphate in soil. Journal of Plant Nutrition and Soil Science. Volume 123, Issue 1, pages 48-63. |  | OFFICIAL | CANDIDATE | 2026-04-02T12:00:00Z
SOIL | L_MODV2_SOIL_K_057 | potassium | K | Calcium Chloride | 0.01 M CaCl2 | 0.048611 | m/v | 120 min | ICP-OES | MEASURED | % | prcnt | PERCENT | http://qudt.org/vocab/unit/PERCENT | WEPAL | Houba, V.J.G.; Novozamsky, I.; Lexmond, T.M.; Van der Lee, J.J. Applicability of 0.01 M CaCl2 as a single extraction solution for |  | OFFICIAL | CANDIDATE | 2026-04-02T12:00:00Z
SOIL | L_MODV2_SOIL_K_058 | potassium | K | Calculation | Mehlich 3 to Bray P1 (1:10) Regressed | Calculation | Calculation | Calculation | Calculation | MEASURED | % | prcnt | PERCENT | http://qudt.org/vocab/unit/PERCENT |  |  |  | EXPERIMENTAL | CANDIDATE | 2026-04-02T12:00:00Z
SOIL | L_MODV2_SOIL_K_059 | potassium | K | Carbon Dioxide | Saturated CO2 Method | 0.055556 | m/v | 30 min | ICP-OES, AAS | MEASURED | % | prcnt | PERCENT | http://qudt.org/vocab/unit/PERCENT |  |  |  | EXPERIMENTAL | CANDIDATE | 2026-04-02T12:00:00Z
SOIL | L_MODV2_SOIL_K_060 | potassium | K | Colwell | Colwell (Bicarbonate) 0.5 M NaCO3, pH 8.5 | 0.11111 | m/v | 16 hrs | ICP-OES, AAS | MEASURED | % | prcnt | PERCENT | http://qudt.org/vocab/unit/PERCENT | ASPAC | Rayment, G. and J. Lyons. 2011. Soil Chemical Methods - Australasia, CSIRO, Method 9B1, pp 162.164 |  | PROVISIONAL | CANDIDATE | 2026-04-02T12:00:00Z
SOIL | L_MODV2_SOIL_K_061 | potassium | K | Slurry | Potassium Water 1:5 | 0.045139 | m/v |  |  | MEASURED | % | prcnt | PERCENT | http://qudt.org/vocab/unit/PERCENT |  |  |  | EXPERIMENTAL | CANDIDATE | 2026-04-02T12:00:00Z
SOIL | L_MODV2_SOIL_K_062 | potassium | K | Slurry | Deionized Water | 0.042361 | m/v |  |  | MEASURED | % | prcnt | PERCENT | http://qudt.org/vocab/unit/PERCENT |  |  |  | EXPERIMENTAL | CANDIDATE | 2026-04-02T12:00:00Z
SOIL | L_MODV2_SOIL_K_063 | potassium | K | Slurry | Deionized Water | 0.055556 | m/v |  |  | MEASURED | % | prcnt | PERCENT | http://qudt.org/vocab/unit/PERCENT |  |  |  | EXPERIMENTAL | CANDIDATE | 2026-04-02T12:00:00Z
SOIL | L_MODV2_SOIL_K_064 | potassium | K | Diffuse Gradient Thin Films | Diffuse Gradient Thin Films | Equilibration |  | Varies | Spectrophotometric | MEASURED | % | prcnt | PERCENT | http://qudt.org/vocab/unit/PERCENT |  | Mason S, McNeill A, McLaughlin MJ and Zhang H (2010) Prediction of wheat response to an application of phosphorus under field conditions using diffusive gradients in thin-films (DGT) and extraction methods. Plant and Soil 337: 243–258. |  | EXPERIMENTAL | CANDIDATE | 2026-04-02T12:00:00Z
SOIL | L_MODV2_SOIL_K_065 | potassium | K | H3A-1 | H3A-1 Extractant (H3A-1 0.0024 M citric acid + 0.004 M oxalic acid + 0.004 M malic acid at pH 3.75 ) | 0.048611 | m/v | 10 min | ICP-OES | MEASURED | % | prcnt | PERCENT | http://qudt.org/vocab/unit/PERCENT |  | Haney, R. L., et al. "Modifications to the new soil extractant H3A-1: A multinutrient extractant." Communications in soil science and plant analysis 41.12 (2010): 1513-1523. |  | PROVISIONAL | CANDIDATE | 2026-04-02T12:00:00Z
SOIL | L_MODV2_SOIL_K_066 | potassium | K | Ion Exchange Resin | Resin - NH4Cl 0.8 mol / L in 0.2 mol / L HCl | Saturated paste |  |  |  | MEASURED | % | prcnt | PERCENT | http://qudt.org/vocab/unit/PERCENT |  |  |  | PROPRIETARY | CANDIDATE | 2026-04-02T12:00:00Z
SOIL | L_MODV2_SOIL_K_067 | potassium | K | Ion Exchange Resin | Resin Extraction - Unibest (0.5 M HCl) | Saturated paste | variable | 24 hrs | ICP-OES | MEASURED | % | prcnt | PERCENT | http://qudt.org/vocab/unit/PERCENT | UniBest, Inc | https://www.unibestinc.com/about |  | PROPRIETARY | CANDIDATE | 2026-04-02T12:00:00Z
SOIL | L_MODV2_SOIL_K_068 | potassium | K | Kelowna | Kelowna, 0.25 N HOAc + 0.015 N NH4F | 0.048611 | m/v | 5 min | ICP-OES | MEASURED | % | prcnt | PERCENT | http://qudt.org/vocab/unit/PERCENT | AAFC | Determination of available phosphorus in acid and calcareous soils with the Kelowna multi-element extractant. Soil Sci. Vol 146, No. 4, 284-291. |  | OFFICIAL | CANDIDATE | 2026-04-02T12:00:00Z
SOIL | L_MODV2_SOIL_K_069 | potassium | K | Kelowna 2, Modified | Modified Kelowna 2, 0.25 N HOAc + 0.015 N NH4F + 0.25 N NH4Oac | 0.048611 | m/v | 5 min | ICP-OES | MEASURED | % | prcnt | PERCENT | http://qudt.org/vocab/unit/PERCENT | AAFC | Simultaneous extraction of available phosphorus and potassium with a new soil test: A modification of Kelowna extraction. Communications in Soil Science and Plant Analysis, Volume 25, 1994, pp 627-635. |  | PROVISIONAL | CANDIDATE | 2026-04-02T12:00:00Z
SOIL | L_MODV2_SOIL_K_070 | potassium | K | Kelowna-95, Modified | Modified Kelowna-95, 0.5 N HOAc + 0.015 N NH4F + 1 N NH4Oac | 0.048611 | m/v | 5 min | ICP-OES | MEASURED | % | prcnt | PERCENT | http://qudt.org/vocab/unit/PERCENT | AAFC | Simultaneous extraction of available phosphorus and potassium with a new soil test: A modification of Kelowna extraction. Communications in Soil Science and Plant Analysis, Volume 25, 1994, pp 627-635. |  | PROVISIONAL | CANDIDATE | 2026-04-02T12:00:00Z
SOIL | L_MODV2_SOIL_K_071 | potassium | K | Lancaster | Lancaster Extraction (Solution A:0.05 M HCl, Solution B: 1.57 M glacial acetic acid, 0.063 M malonic acid, 0.089 M malic acid, 0.032 M ammonium fluoride, 0.012 M aluminum chloride hexahydrate) | 0.045139 | m/v | Soil+Solution A, sit for 10 minutes. Add Solution B, shake for 10 minutes | ICP-OES | MEASURED | % | prcnt | PERCENT | http://qudt.org/vocab/unit/PERCENT | SERA-6 | Soil Test Methods From the Southeastern United States, SERA-IEG-6, 2014, Chapter 4.4 |  | OFFICIAL | CANDIDATE | 2026-04-02T12:00:00Z
SOIL | L_MODV2_SOIL_K_072 | potassium | K | Mehlich 1 | Mehlich 1 (0.05 M HCl + 0.0125 M H2SO4) | 0.045139 | m/v | 5 min | ICP-OES, AAS | MEASURED | % | prcnt | PERCENT | http://qudt.org/vocab/unit/PERCENT | SERA-6 | Soil Test Methods From the Southeastern United States, SERA-IEG-6, 2014, Chapter 4.2 |  | OFFICIAL | CANDIDATE | 2026-04-02T12:00:00Z
SOIL | L_MODV2_SOIL_K_073 | potassium | K | Mehlich 2 | Mehlich 2 (0.2 N CH3COOH + 0.015 N NH4F + 0.2 N NH4Cl + 0.012 N HCl) | 0.048611 | m/v | 5 min | ICP-OES, AAS | MEASURED | % | prcnt | PERCENT | http://qudt.org/vocab/unit/PERCENT | NCSU | Mehlich A. 1978. New extractant for soil test evaluation of phosphorus, potassium, magnesium, calcium, sodium, manganese and zinc. Commun Soil Sci Plant Anal 9(6):477-92. |  | OFFICIAL | CANDIDATE | 2026-04-02T12:00:00Z
SOIL | L_MODV2_SOIL_K_074 | potassium | K | Mehlich 3 | Mehlich 3 (0.2 N CH3COOH + 0.25 N NH4NO3 + 0.013 N HNO3 + 0.015 N NH4F + 0.001 M EDTA) | 0.048611 | m/v | 5 min | ICP-OES, AAS | MEASURED | % | prcnt | PERCENT | http://qudt.org/vocab/unit/PERCENT | SERA-6, NCERA-13, NECC-1812 | Soil Test Methods From the Southeastern United States, SERA-IEG-6, 2014, Chapter 4.3 |  | OFFICIAL | CANDIDATE | 2026-04-02T12:00:00Z
SOIL | L_MODV2_SOIL_K_075 | potassium | K | Morgan | Morgan (0.72 N NaOAc + 0.52 N CH3COOH) | 0.045139 | v/v | 15 min | ICP-OES, AAS | MEASURED | % | prcnt | PERCENT | http://qudt.org/vocab/unit/PERCENT | NECC-1812 | Recommended Soil Testing Procedures for the Northeastern United States, NECC-1812 Publication No. 493, 3rd Edition, 2011, Chapter 5. |  | OFFICIAL | CANDIDATE | 2026-04-02T12:00:00Z
SOIL | L_MODV2_SOIL_K_076 | potassium | K | Modified Morgan | Modified Morgan (0.62 N NH4OH + 1.25 N CH3COOH) | 0.048611 | m/v | 15 min | ICP-OES | MEASURED | % | prcnt | PERCENT | http://qudt.org/vocab/unit/PERCENT | NECC-1812 | Recommended Soil Testing Procedures for the Northeastern United States, NECC-1812 Publication No. 493, 3rd Edition, 2011, Chapter 5. |  | OFFICIAL | CANDIDATE | 2026-04-02T12:00:00Z
SOIL | L_MODV2_SOIL_K_077 | potassium | K | Plant Root Simulator | Plant Root Simulator - PRS | Saturated paste |  |  |  | MEASURED | % | prcnt | PERCENT | http://qudt.org/vocab/unit/PERCENT |  |  |  | PROPRIETARY | CANDIDATE | 2026-04-02T12:00:00Z
SOIL | L_MODV2_SOIL_K_078 | potassium | K | Sodium Bicarbonate | Bicarbonate, 0.5 M NaHCO3, pH 8.5 | 0.055556 | m/v | 30 min | ICP-OES, AAS | MEASURED | % | prcnt | PERCENT | http://qudt.org/vocab/unit/PERCENT | WERA-103 | Soil, Plant and Water Reference Methods for the Western Region, 4th Edition, 2013, WERA-103. Method S-4.10 |  | PROVISIONAL | CANDIDATE | 2026-04-02T12:00:00Z
SOIL | L_MODV2_SOIL_K_079 | potassium | K | Sulfuric Acid | 0.005 M H2SO4 | 0.048611 | m/v |  |  | MEASURED | % | prcnt | PERCENT | http://qudt.org/vocab/unit/PERCENT |  |  |  | EXPERIMENTAL | CANDIDATE | 2026-04-02T12:00:00Z
SOIL | L_MODV2_SOIL_K_080 | potassium | K | Truog | Truog, 0.002 N H2S04 buffered with NH4HS04, pH 3.0 | 0.18056 | m/v | 30 min | ICP-OES, AAS | MEASURED | % | prcnt | PERCENT | http://qudt.org/vocab/unit/PERCENT |  |  |  | PROVISIONAL | CANDIDATE | 2026-04-02T12:00:00Z
SOIL | L_MODV2_SOIL_K_081 | potassium | K | Truog, Modified | Modified Truog, 0.001 N H2S04 buffered with 3% NH4HS04, pH 3.0 | 0.11111 | m/v | 30 min | ICP-OES, AAS | MEASURED | % | prcnt | PERCENT | http://qudt.org/vocab/unit/PERCENT |  |  |  | EXPERIMENTAL | CANDIDATE | 2026-04-02T12:00:00Z
SOIL | L_MODV2_SOIL_K_082 | potassium | K | Aqua Regia | Aqua Regia (HCl:HNO3, 3:1) | 0.048611 | m/v | 20 min | ICP-OES, ICP-MS | MEASURED | % | prcnt | PERCENT | http://qudt.org/vocab/unit/PERCENT | ISO | ISO standard 11466 or EPA 3051A |  | PROVISIONAL | CANDIDATE | 2026-04-02T12:00:00Z
SOIL | L_MODV2_SOIL_K_083 | potassium | K | EPA 3050 | EPA 3050 Digestion (HNO3, H2O2), EPA 6010B (ICP-OES) | 0.052083 | m/v | Heat to 95C, reflux for 15 minutes, cool, then add 5 mL HNO3 and reflux for 30 minutes. Repeat last step as required. | ICP-OES | MEASURED | % | prcnt | PERCENT | http://qudt.org/vocab/unit/PERCENT | US-EPA | U.S. EPA. 1996. “Method 3050B: Acid Digestion of Sediments, Sludges, and Soils,” Revision 2. Washington, DC. / EPA Method 3050B (SW-846): Acid Digestion of Sediments, Sludges, and Soils, 1996. |  | OFFICIAL | CANDIDATE | 2026-04-02T12:00:00Z |  |  | Extraction ratio may vary
SOIL | L_MODV2_SOIL_KFF_001 | potassium fixation factor | KFF | Mehlich 3 | Mehlich 3 (calculated Potassium Fixation Factor) | Calculation | Calculation | Calculation | Calculation | MEASURED | % | prcnt | PERCENT | http://qudt.org/vocab/unit/PERCENT |  |  |  | EXPERIMENTAL | VALID | 2024-11-13T12:00:00Z
SOIL | L_MODV2_SOIL_KFF_002 | potassium fixation factor | KFF | Mehlich 3 | Mehlich 3 (calculated Potassium Fixation Factor) | Calculation | Calculation | Calculation | Calculation | MEASURED | % | prcnt | PERCENT | http://qudt.org/vocab/unit/PERCENT |  |  |  | EXPERIMENTAL | VALID | 2024-11-13T12:00:00Z
SOIL | L_MODV2_SOIL_KFF_003 | potassium fixation factor | KFF | Mehlich 3 | Mehlich 3 (calculated Potassium Fixation Factor) | Calculation | Calculation | Calculation | Calculation | MEASURED | % | prcnt | PERCENT | http://qudt.org/vocab/unit/PERCENT |  |  |  | EXPERIMENTAL | VALID | 2024-11-13T12:00:00Z
SOIL | L_MODV2_SOIL_KINDEX_001 | potassium index | KINDEX | Mehlich 3 |  |  |  |  | Calculation | CALCULATION |  | none | UNITLESS | Needs QUDT Discussion |  |  |  | EXPERIMENTAL | RETIRED | 2024-11-13T12:00:00Z
SOIL | L_MODV2_SOIL_KINDEX_002 | potassium index | KINDEX | Mehlich 3 ICP |  |  |  |  | ICP-OES, AAS | CALCULATION |  | none | UNITLESS | Needs QUDT Discussion |  |  |  | EXPERIMENTAL | RETIRED | 2024-11-13T12:00:00Z | 2026-04-03T12:00:00Z | 2026-04-03: Terminology and chemical naming standardization pass.
SOIL | #REF! | potassium index | KINDEX | Mehlich 3 |  |  |  |  | Calculation | CALCULATION |  | none | UNITLESS | Needs QUDT Discussion |  |  |  | EXPERIMENTAL | INVALID | 2024-11-13T12:00:00Z
SOIL | #REF! | potassium index | KINDEX | Mehlich 3 ICP |  |  |  |  | ICP-OES, AAS | CALCULATION |  | none | UNITLESS | Needs QUDT Discussion |  |  |  | EXPERIMENTAL | INVALID | 2024-11-13T12:00:00Z | 2026-04-03T12:00:00Z | 2026-04-03: Terminology and chemical naming standardization pass.
SOIL | L_MODV2_SOIL_TK_001 | potassium, total | TK | Kjeldahl | 18 M H2SO4 |  |  |  |  | MEASURED | mg/kg | mg1kg-1 | MilliGM-PER-KiloGM | http://qudt.org/vocab/unit/MilliGM-PER-KiloGM |  |  |  | EXPERIMENTAL | SUPERSEDED | 2024-11-13T12:00:00Z | 2026-04-02T12:00:00Z | Mass-per-mass/ppm harmonization to percent; was mg/kg
SOIL | L_MODV2_SOIL_TK_002 | potassium, total | TK | Kjeldahl | 18 M H2SO4 |  |  |  |  | MEASURED | mg/kg | mg1kg-1 | MilliGM-PER-KiloGM | http://qudt.org/vocab/unit/MilliGM-PER-KiloGM |  |  |  | EXPERIMENTAL | SUPERSEDED | 2024-11-13T12:00:00Z | 2026-04-02T12:00:00Z | Mass-per-mass/ppm harmonization to percent; was mg/kg
SOIL | L_MODV2_SOIL_TK_003 | potassium, total | TK | Nitric Acid | HNO3 |  |  |  |  | MEASURED | mg/kg | mg1kg-1 | MilliGM-PER-KiloGM | http://qudt.org/vocab/unit/MilliGM-PER-KiloGM |  |  |  | EXPERIMENTAL | SUPERSEDED | 2024-11-13T12:00:00Z | 2026-04-02T12:00:00Z | Mass-per-mass/ppm harmonization to percent; was mg/kg; Reagent abbreviation: "Nitric Acid" → "HNO3"
SOIL | L_MODV2_SOIL_TK_004 | potassium, total | TK | Kjeldahl | 18 M H2SO4 |  |  |  |  | MEASURED | % | prcnt | PERCENT | http://qudt.org/vocab/unit/PERCENT |  |  |  | EXPERIMENTAL | CANDIDATE | 2026-04-02T12:00:00Z
SOIL | L_MODV2_SOIL_TK_005 | potassium, total | TK | Kjeldahl | 18 M H2SO4 |  |  |  |  | MEASURED | % | prcnt | PERCENT | http://qudt.org/vocab/unit/PERCENT |  |  |  | EXPERIMENTAL | CANDIDATE | 2026-04-02T12:00:00Z
SOIL | L_MODV2_SOIL_TK_006 | potassium, total | TK | Nitric Acid | HNO3 |  |  |  |  | MEASURED | % | prcnt | PERCENT | http://qudt.org/vocab/unit/PERCENT |  |  |  | EXPERIMENTAL | CANDIDATE | 2026-04-02T12:00:00Z
SOIL | L_MODV2_SOIL_POTOXC_001 | potential oxidizable carbon | POTOXC | Permanganate, Oxidizable Carbon |  |  |  |  | Spectrophotometric | MEASURED | mg/kg | mg1kg-1 | MilliGM-PER-KiloGM | http://qudt.org/vocab/unit/MilliGM-PER-KiloGM |  |  |  | EXPERIMENTAL | RETIRED | 2024-11-13T12:00:00Z
SOIL | L_MODV2_SOIL_POTMN_001 | potentially mineralizable nitrogen (PMN) | POTMN | Permanganate Mineralizable Nitrogen |  |  |  |  | Spectrophotometric | MEASURED | mg/kg | mg1kg-1 | MilliGM-PER-KiloGM | http://qudt.org/vocab/unit/MilliGM-PER-KiloGM |  |  |  | EXPERIMENTAL | INVALID | 2024-11-13T12:00:00Z | 2026-04-03T12:00:00Z | 2026-04-03: Terminology and chemical naming standardization pass.
SOIL | L_MODV2_SOIL_POTMN_001 | potentially mineralizable nitrogen (PMN) | POTMN | Potassium Chloride | 2.0 M KCl | 0.14236 | m/v | 16 hrs | Spectrophotometric | MEASURED | mg/kg | mg1kg-1 | MilliGM-PER-KiloGM | http://qudt.org/vocab/unit/MilliGM-PER-KiloGM | ASPAC | Rayment, G. and J. Lyons. 2011. Soil Chemical Methods - Australasia, CSIRO, Method 7d, pp 134-140 |  | OFFICIAL | INVALID | 2024-11-13T12:00:00Z
SOIL | L_MODV2_SOIL_POTMN_002 | potentially mineralizable nitrogen (PMN) | POTMN | Permanganate Mineralizable Nitrogen |  |  |  |  | Spectrophotometric | MEASURED | mg/kg | mg1kg-1 | MilliGM-PER-KiloGM | http://qudt.org/vocab/unit/MilliGM-PER-KiloGM |  |  |  | EXPERIMENTAL | RETIRED | 2024-11-13T12:00:00Z | 2026-04-03T12:00:00Z | 2026-04-03: Terminology and chemical naming standardization pass.
SOIL | L_MODV2_SOIL_POTMN_003 | potentially mineralizable nitrogen (PMN) | POTMN | Potassium Chloride | 2.0 M KCl | 0.14236 | m/v | 16 hrs | Spectrophotometric | MEASURED | mg/kg | mg1kg-1 | MilliGM-PER-KiloGM | http://qudt.org/vocab/unit/MilliGM-PER-KiloGM | ASPAC | Rayment, G. and J. Lyons. 2011. Soil Chemical Methods - Australasia, CSIRO, Method 7d, pp 134-140 |  | OFFICIAL | SUPERSEDED | 2024-11-13T12:00:00Z | 2026-04-03T12:00:00Z | Mass-per-mass/ppm harmonization to percent; was mg/kg ¦ 2026-04-03: Terminology and chemical naming standardization pass.
SOIL | L_MODV2_SOIL_POTMN_004 | potentially mineralizable nitrogen (PMN) | POTMN | Potassium Chloride | 2.0 M KCl | 0.14236 | m/v | 16 hrs | Spectrophotometric | MEASURED | % | prcnt | PERCENT | http://qudt.org/vocab/unit/PERCENT | ASPAC | Rayment, G. and J. Lyons. 2011. Soil Chemical Methods - Australasia, CSIRO, Method 7d, pp 134-140 |  | OFFICIAL | CANDIDATE | 2026-04-02T12:00:00Z
SOIL | L_MODV2_SOIL_XSL_001 | reactive soil carbonates | XSL | Excess lime | 1.0 N HCl |  |  |  | Observation | OBSERVED | Description | description |  |  | USDA | Soil Science Division Staff. 2017. Soil survey manual. C. Ditzler, K. Scheffe, and H.C. Monger (eds.). USDA Handbook 18. Government Printing Office, Washington, D.C., pg. 199-200. |  | EXPERIMENTAL | VALID | 2024-11-13T12:00:00Z | 2026-04-03T12:00:00Z | 2026-04-03: Final audit fixes applied
SOIL | L_MODV2_SOIL_SREF_001 | reflectance | SREF | Reflectance | Diffuse reflectance spectroscopy | 0.048611 | m/v |  | Reflectance | MEASURED | % | prcnt | PERCENT | http://qudt.org/vocab/unit/PERCENT | Soil Health Institute | Veum, et al., 2015 |  | OFFICIAL | VALID | 2024-11-13T12:00:00Z
SOIL | L_MODV2_SOIL_RZM_001 | rootzone moisture | RZM | Drying, Depth & Bulk Density |  |  |  |  | Gravimetric | MEASURED | % | prcnt | PERCENT | http://qudt.org/vocab/unit/PERCENT |  |  |  | EXPERIMENTAL | RETIRED | 2024-11-13T12:00:00Z
SOIL | L_MODV2_SOIL_SAND_001 | sand | SAND | Sodium Hexametaphosphate Solution / Electrical Mixer | Dispersion / Sieve / Weigh | 0.055556 | m/m |  | Gravimetric | CALCULATION | % | prcnt | PERCENT | http://qudt.org/vocab/unit/PERCENT | SSSA | Methods of Soil Analysis: Part 4 Physical Methods, 5.4. Gee and Or, 2002. Chapter 2.4. Particle-Size Analysis, pages 265-269. |  | OFFICIAL | VALID | 2024-11-13T12:00:00Z | 2026-04-03T12:00:00Z | 2026-04-03: Final audit fixes applied | USDA < 2.0 to > 0.05 mm; Extraction ratio may vary
SOIL | L_MODV2_SOIL_SAND_002 | sand | SAND | Sodium Hexametaphosphate Solution / Electrical Mixer | Dispersion / Laser Diffraction | 0.055556 | m/m | 5 min | Diffraction | MEASURED | % | prcnt | PERCENT | http://qudt.org/vocab/unit/PERCENT | SSSA | Methods of Soil Analysis: Part 4 Physical Methods, 5.4. Gee and Or, 2002. Chapter 2.4. Particle-Size Analysis, pages 286-288. |  | PROVISIONAL | VALID | 2024-11-13T12:00:00Z | 2026-04-03T12:00:00Z | 2026-04-03: Final audit fixes applied | USDA < 2.0 to > 0.05 mm; Extraction ratio may vary
SOIL | L_MODV2_SOIL_SAND_003 | sand | SAND | Sodium Hexametaphosphate Solution / Electrical Mixer | Dispersion / Sedimentation / Hydrometer | 0.055556 | m/m | 5 min | Hydrometer | MEASURED | % | prcnt | PERCENT | http://qudt.org/vocab/unit/PERCENT | SSSA | Methods of Soil Analysis: Part 4 Physical Methods, 5.4. Gee and Or, 2002. Chapter 2.4. Particle-Size Analysis, pages 278-283. |  | OFFICIAL | VALID | 2024-11-13T12:00:00Z | 2026-04-03T12:00:00Z | 2026-04-03: Final audit fixes applied | USDA < 2.0 to > 0.05 mm; Extraction ratio may vary
SOIL | L_MODV2_SOIL_SAND_004 | sand | SAND | Sodium Hexametaphosphate Solution / Electrical Mixer | Dispersion / Sieve / Weigh | 0.055556 | m/m | 5 min | Gravimetric | MEASURED | % | prcnt | PERCENT | http://qudt.org/vocab/unit/PERCENT | SSSA | Methods of Soil Analysis: Part 4 Physical Methods, 5.4. Gee and Or, 2002. Chapter 2.4. Particle-Size Analysis, pages 272-278. |  | OFFICIAL | VALID | 2024-11-13T12:00:00Z | 2026-04-03T12:00:00Z | 2026-04-03: Final audit fixes applied | USDA < 2.0 to > 0.05 mm; Extraction ratio may vary
SOIL | L_MODV2_SOIL_SANDC_001 | sand - coarse | SANDC | Sodium Hexametaphosphate Solution / Electrical Mixer | Dispersion / Sieve / Weigh | 0.055556 | m/m |  | Gravimetric | CALCULATION | % | prcnt | PERCENT | http://qudt.org/vocab/unit/PERCENT | SSSA | Methods of Soil Analysis: Part 4 Physical Methods, 5.4. Gee and Or, 2002. Chapter 2.4. Particle-Size Analysis, pages 265-269. |  | OFFICIAL | VALID | 2024-11-13T12:00:00Z | 2026-04-03T12:00:00Z | 2026-04-03: Final audit fixes applied | USDA 1.0 to > 0.5 mm; Extraction ratio may vary
SOIL | L_MODV2_SOIL_SANDC_002 | sand - coarse | SANDC | Sodium Hexametaphosphate Solution / Electrical Mixer | Dispersion / Sieve / Weigh | 0.055556 | m/m |  | Gravimetric | CALCULATION | % | prcnt | PERCENT | http://qudt.org/vocab/unit/PERCENT | SSSA | Methods of Soil Analysis: Part 4 Physical Methods, 5.4. Gee and Or, 2002. Chapter 2.4. Particle-Size Analysis, pages 265-269. |  | OFFICIAL | VALID | 2024-11-13T12:00:00Z | 2026-04-03T12:00:00Z | 2026-04-03: Final audit fixes applied | USDA 1.0 to > 0.5 mm; Extraction ratio may vary
SOIL | L_MODV2_SOIL_SANDC_003 | sand - coarse | SANDC | Sodium Hexametaphosphate Solution / Electrical Mixer | Dispersion / Sieve / Weigh | 0.055556 | m/m |  | Gravimetric | CALCULATION | % | prcnt | PERCENT | http://qudt.org/vocab/unit/PERCENT | SSSA | Methods of Soil Analysis: Part 4 Physical Methods, 5.4. Gee and Or, 2002. Chapter 2.4. Particle-Size Analysis, pages 265-269. |  | OFFICIAL | VALID | 2024-11-13T12:00:00Z | 2026-04-03T12:00:00Z | 2026-04-03: Final audit fixes applied | USDA 1.0 to > 0.5 mm; Extraction ratio may vary
SOIL | L_MODV2_SOIL_SANDC_004 | sand - coarse | SANDC | Sodium Hexametaphosphate Solution / Electrical Mixer | Dispersion / Sieve / Weigh, 500 - 1000 um | 0.055556 | m/m | 120 min | Gravimetric | MEASURED | % | prcnt | PERCENT | http://qudt.org/vocab/unit/PERCENT | ASTM | ASTM D-2487 Classification of Soils for Engineering Purposes (United Soil Classification System) |  | OFFICIAL | VALID | 2024-11-13T12:00:00Z | 2026-04-03T12:00:00Z | 2026-04-03: Final audit fixes applied | Uified > 2.0 to < 4.8 mm; Extraction ratio may vary
SOIL | L_MODV2_SOIL_SANDF_001 | sand - fine | SANDF | Sodium Hexametaphosphate Solution / Electrical Mixer | Dispersion / Sieve / Weigh | 0.055556 | m/m |  | Gravimetric | CALCULATION | % | prcnt | PERCENT | http://qudt.org/vocab/unit/PERCENT | SSSA | Methods of Soil Analysis: Part 4 Physical Methods, 5.4. Gee and Or, 2002. Chapter 2.4. Particle-Size Analysis, pages 265-269. |  | OFFICIAL | VALID | 2024-11-13T12:00:00Z | 2026-04-03T12:00:00Z | 2026-04-03: Final audit fixes applied | USDA 0.25 to > 0.10 mm; Extraction ratio may vary
SOIL | L_MODV2_SOIL_SANDF_002 | sand - fine | SANDF | Sodium Hexametaphosphate Solution / Electrical Mixer | Dispersion / Sieve / Weigh | 0.055556 | m/m |  | Gravimetric | CALCULATION | % | prcnt | PERCENT | http://qudt.org/vocab/unit/PERCENT | SSSA | Methods of Soil Analysis: Part 4 Physical Methods, 5.4. Gee and Or, 2002. Chapter 2.4. Particle-Size Analysis, pages 265-269. |  | OFFICIAL | VALID | 2024-11-13T12:00:00Z | 2026-04-03T12:00:00Z | 2026-04-03: Final audit fixes applied | USDA 0.25 to > 0.10 mm; Extraction ratio may vary
SOIL | L_MODV2_SOIL_SANDF_003 | sand - fine | SANDF | Sodium Hexametaphosphate Solution / Electrical Mixer | Dispersion / Sieve / Weigh | 0.055556 | m/m |  | Gravimetric | CALCULATION | % | prcnt | PERCENT | http://qudt.org/vocab/unit/PERCENT | SSSA | Methods of Soil Analysis: Part 4 Physical Methods, 5.4. Gee and Or, 2002. Chapter 2.4. Particle-Size Analysis, pages 265-269. |  | OFFICIAL | VALID | 2024-11-13T12:00:00Z | 2026-04-03T12:00:00Z | 2026-04-03: Final audit fixes applied | USDA 0.25 to > 0.10 mm; Extraction ratio may vary
SOIL | L_MODV2_SOIL_SANDF_004 | sand - fine | SANDF | Sodium Hexametaphosphate Solution / Electrical Mixer | Dispersion / Sieve / Weigh, 150 - 250 um | 0.055556 | m/m | 120 min | Gravimetric | MEASURED | % | prcnt | PERCENT | http://qudt.org/vocab/unit/PERCENT | ASTM | ASTM D-2487 Classification of Soils for Engineering Purposes (United Soil Classification System) |  | OFFICIAL | VALID | 2024-11-13T12:00:00Z | 2026-04-03T12:00:00Z | 2026-04-03: Final audit fixes applied | Unified > 0.074 to < 0.42 mm; Extraction ratio may vary
SOIL | L_MODV2_SOIL_SANDM_001 | sand - medium | SANDM | Sodium Hexametaphosphate Solution / Electrical Mixer | Dispersion / Sieve / Weigh, 250 - 500 um | 0.055556 | m/m | 120 min | Gravimetric | MEASURED | % | prcnt | PERCENT | http://qudt.org/vocab/unit/PERCENT | ASTM | ASTM D-2487 Classification of Soils for Engineering Purposes (United Soil Classification System) |  | OFFICIAL | VALID | 2024-11-13T12:00:00Z | 2026-04-03T12:00:00Z | 2026-04-03: Final audit fixes applied | Unified > 0.42 ro < 2.0 mm; Extraction ratio may vary
SOIL | L_MODV2_SOIL_SANDVC_001 | sand - very coarse | SANDVC | Sodium Hexametaphosphate Solution / Electrical Mixer | Dispersion / Sieve / Weigh, 1000 - 2000 um | 0.055556 | m/m | 120 min | Gravimetric | MEASURED | % | prcnt | PERCENT | http://qudt.org/vocab/unit/PERCENT | ASTM | ASTM D-2487 Classification of Soils for Engineering Purposes (United Soil Classification System) |  | OFFICIAL | VALID | 2024-11-13T12:00:00Z | 2026-04-03T12:00:00Z | 2026-04-03: Final audit fixes applied | Extraction ratio may vary
SOIL | L_MODV2_SOIL_SANDVF_001 | sand - very fine | SANDVF | Sodium Hexametaphosphate Solution / Electrical Mixer | Dispersion / Sieve / Weigh, 50 - 150 um | 0.055556 | m/m | 120 min | Gravimetric | MEASURED | % | prcnt | PERCENT | http://qudt.org/vocab/unit/PERCENT | ASTM | ASTM D-2487 Classification of Soils for Engineering Purposes (United Soil Classification System) |  | OFFICIAL | VALID | 2024-11-13T12:00:00Z | 2026-04-03T12:00:00Z | 2026-04-03: Final audit fixes applied | Extraction ratio may vary
SOIL | L_MODV2_SOIL_SHC_001 | saturated hydraulic conductivity | SHC | Head Method | Two-ponding head method in field with Saturo™ | Saturation | Saturation | Varies | Volume | MEASURED | cm/hr | cm1hr-1 | CentiM-PER-HR | http://qudt.org/vocab/unit/CentiM-PER-HR | Soil Health Institute | Methods of Soil Analysis: Part 4 Physical Methods, 5.4. Gee and Or, 2002. Chapter 3.4.3. Field Methods (Vadose and Saturated Zone Techniques), pages 817-843./ Saturo™ (https://www.metergroup.com/en/meter-environment/products/saturo-infiltrometer-field-saturated-hydraulic-conductivity) |  | OFFICIAL | VALID | 2024-11-13T12:00:00Z
SOIL | L_MODV2_SOIL_SATPP_001 | saturation paste % | SATPP | [5 empty] | Calculation | MEASURED | % | prcnt | PERCENT | http://qudt.org/vocab/unit/PERCENT |  |  |  | EXPERIMENTAL | RETIRED | 2024-11-13T12:00:00Z
SOIL | L_MODV2_SOIL_SE_001 | selenium | SE | Aqua Regia | Aqua Regia (HCl:HNO3, 3:1) | 0.048611 | m/v | 20 min | ICP-OES, ICP-MS | MEASURED | mg/kg | mg1kg-1 | MilliGM-PER-KiloGM | http://qudt.org/vocab/unit/MilliGM-PER-KiloGM | ISO | ISO standard 11466 or EPA 3051A |  | PROVISIONAL | SUPERSEDED | 2024-11-13T12:00:00Z | 2026-04-03T12:00:00Z | Mass-per-mass/ppm harmonization to percent; was mg/kg; Reagent abbreviation: "Aqua Regia (3:1 mixture of hydrochloric " → "Aqua Regia (HCl:HNO3, 3:1)" ¦ 2026-04-03: Terminology harmonization — cross-matrix consistency pass.
SOIL | L_MODV2_SOIL_SE_002 | selenium | SE | Calcium Chloride | 0.01 M CaCl2 | 0.048611 | m/v | 120 min | ICP-MS | MEASURED | mg/kg | mg1kg-1 | MilliGM-PER-KiloGM | http://qudt.org/vocab/unit/MilliGM-PER-KiloGM | WEPAL | Houba, V.J.G.; Novozamsky, I.; Lexmond, T.M.; Van der Lee, J.J., 2008. Applicability of 0.01 M CaCl2 as a single extraction solution for the assessment of the nutrient status of soils and other diagnostic purposes. Communications in Soil Science and Plant Analysis, Volume 21, 1990 - Issue 19-20. |  | OFFICIAL | SUPERSEDED | 2024-11-13T12:00:00Z | 2026-04-02T12:00:00Z | Mass-per-mass/ppm harmonization to percent; was mg/kg
SOIL | L_MODV2_SOIL_SE_003 | selenium | SE | EPA 3050 | EPA 3050 Digestion (HNO3, H2O2), EPA 6010B (ICP-OES) | 0.052083 | m/v | Heat to 95C, reflux for 15 minutes, cool, then add 5 mL HNO3 and reflux for 30 minutes. Repeat last step as required. | ICP-OES | MEASURED | mg/kg | mg1kg-1 | MilliGM-PER-KiloGM | http://qudt.org/vocab/unit/MilliGM-PER-KiloGM | US-EPA | U.S. EPA. 1996. “Method 3050B: Acid Digestion of Sediments, Sludges, and Soils,” Revision 2. Washington, DC. / EPA Method 3050B (SW-846): Acid Digestion of Sediments, Sludges, and Soils, 1996. |  | OFFICIAL | SUPERSEDED | 2024-11-13T12:00:00Z | 2026-04-03T12:00:00Z | Mass-per-mass/ppm harmonization to percent; was mg/kg; Reagent abbreviation: "EPA 3050 Digestion (Nitric Acid, Hydroge" → "EPA 3050 Digestion (HNO3, H2O2), EPA 601" ¦ 2026-04-03: Final audit fixes applied | Extraction ratio may vary
SOIL | L_MODV2_SOIL_SE_004 | selenium | SE | Saturated paste | Soil saturated with DI water, subsequent extraction and retained for analysis | Saturated paste | m/m | 4 hrs | ICP-OES, ICP-MS | MEASURED | mg/kg | mg1kg-1 | MilliGM-PER-KiloGM | http://qudt.org/vocab/unit/MilliGM-PER-KiloGM | WERA-103 | Soil, Plant and Water Reference Methods for the Western Region, 4th Edition, 2013. Method S-15.1 |  | OFFICIAL | SUPERSEDED | 2024-11-13T12:00:00Z | 2026-04-03T12:00:00Z | Mass-per-mass/ppm harmonization to percent; was mg/kg ¦ 2026-04-03: Terminology harmonization — cross-matrix consistency pass.
SOIL | L_MODV2_SOIL_SE_005 | selenium | SE | EPA 3051A/B | EPA 3051A/B Microwave Digestion (HNO3, HCl), EPA 6010B (ICP-OES) | 0.048611 |  |  |  | MEASURED | mg/kg | mg1kg-1 | MilliGM-PER-KiloGM | http://qudt.org/vocab/unit/MilliGM-PER-KiloGM | US-EPA | U.S. EPA. 1996. “Method 3050B: Acid Digestion of Sediments, Sludges, and Soils,” Revision 2. Washington, DC. / EPA Method 3050B (SW-846): Acid Digestion of Sediments, Sludges, and Soils, 1996. |  | OFFICIAL | SUPERSEDED | 2024-11-13T12:00:00Z | 2026-04-02T12:00:00Z | Mass-per-mass/ppm harmonization to percent; was mg/kg; Reagent abbreviation: "EPA 3051A/B Microwave Digestion (Nitric " → "EPA 3051A/B Microwave Digestion (HNO3, H"
SOIL | L_MODV2_SOIL_SE_006 | selenium | SE | EPA 3052 | EPA 3052 Microwave Digestion (HNO3, HF), EPA 6010B (ICP-OES) | 0.048611 |  |  |  | MEASURED | mg/kg | mg1kg-1 | MilliGM-PER-KiloGM | http://qudt.org/vocab/unit/MilliGM-PER-KiloGM | US-EPA | U.S. EPA. 1996. “Method 3050B: Acid Digestion of Sediments, Sludges, and Soils,” Revision 2. Washington, DC. / EPA Method 3050B (SW-846): Acid Digestion of Sediments, Sludges, and Soils, 1996. |  | OFFICIAL | SUPERSEDED | 2024-11-13T12:00:00Z | 2026-04-02T12:00:00Z | Mass-per-mass/ppm harmonization to percent; was mg/kg; Reagent abbreviation: "EPA 3052 MIcrowave Digestion (Nitric Aci" → "EPA 3052 Microwave Digestion (HNO3, HF),"
SOIL | L_MODV2_SOIL_SE_007 | selenium | SE | Aqua Regia | Aqua Regia (HCl:HNO3, 3:1) | 0.048611 | m/v | 20 min | ICP-OES, ICP-MS | MEASURED | % | prcnt | PERCENT | http://qudt.org/vocab/unit/PERCENT | ISO | ISO standard 11466 or EPA 3051A |  | PROVISIONAL | CANDIDATE | 2026-04-02T12:00:00Z
SOIL | L_MODV2_SOIL_SE_008 | selenium | SE | Calcium Chloride | 0.01 M CaCl2 | 0.048611 | m/v | 120 min | ICP-MS | MEASURED | % | prcnt | PERCENT | http://qudt.org/vocab/unit/PERCENT | WEPAL | Houba, V.J.G.; Novozamsky, I.; Lexmond, T.M.; Van der Lee, J.J., 2008. Applicability of 0.01 M CaCl2 as a single extraction solution for the assessment of the nutrient status of soils and other diagnostic purposes. Communications in Soil Science and Plant Analysis, Volume 21, 1990 - Issue 19-20. |  | OFFICIAL | CANDIDATE | 2026-04-02T12:00:00Z
SOIL | L_MODV2_SOIL_SE_009 | selenium | SE | EPA 3050 | EPA 3050 Digestion (HNO3, H2O2), EPA 6010B (ICP-OES) | 0.052083 | m/v | Heat to 95C, reflux for 15 minutes, cool, then add 5 mL HNO3 and reflux for 30 minutes. Repeat last step as required. | ICP-OES | MEASURED | % | prcnt | PERCENT | http://qudt.org/vocab/unit/PERCENT | US-EPA | U.S. EPA. 1996. “Method 3050B: Acid Digestion of Sediments, Sludges, and Soils,” Revision 2. Washington, DC. / EPA Method 3050B (SW-846): Acid Digestion of Sediments, Sludges, and Soils, 1996. |  | OFFICIAL | CANDIDATE | 2026-04-02T12:00:00Z |  |  | Extraction ratio may vary
SOIL | L_MODV2_SOIL_SE_010 | selenium | SE | Saturated paste | Soil saturated with DI water, subsequent extraction and retained for analysis | Saturated paste | m/m | 4 hrs | ICP-OES, ICP-MS | MEASURED | % | prcnt | PERCENT | http://qudt.org/vocab/unit/PERCENT | WERA-103 | Soil, Plant and Water Reference Methods for the Western Region, 4th Edition, 2013. Method S-15.1 |  | OFFICIAL | CANDIDATE | 2026-04-02T12:00:00Z
SOIL | L_MODV2_SOIL_SE_011 | selenium | SE | EPA 3051A/B | EPA 3051A/B Microwave Digestion (HNO3, HCl), EPA 6010B (ICP-OES) | 0.048611 |  |  |  | MEASURED | % | prcnt | PERCENT | http://qudt.org/vocab/unit/PERCENT | US-EPA | U.S. EPA. 1996. “Method 3050B: Acid Digestion of Sediments, Sludges, and Soils,” Revision 2. Washington, DC. / EPA Method 3050B (SW-846): Acid Digestion of Sediments, Sludges, and Soils, 1996. |  | OFFICIAL | CANDIDATE | 2026-04-02T12:00:00Z
SOIL | L_MODV2_SOIL_SE_012 | selenium | SE | EPA 3052 | EPA 3052 Microwave Digestion (HNO3, HF), EPA 6010B (ICP-OES) | 0.048611 |  |  |  | MEASURED | % | prcnt | PERCENT | http://qudt.org/vocab/unit/PERCENT | US-EPA | U.S. EPA. 1996. “Method 3050B: Acid Digestion of Sediments, Sludges, and Soils,” Revision 2. Washington, DC. / EPA Method 3050B (SW-846): Acid Digestion of Sediments, Sludges, and Soils, 1996. |  | OFFICIAL | CANDIDATE | 2026-04-02T12:00:00Z
SOIL | L_MODV2_SOIL_STCM_001 | short-term carbon mineralization | STCM | Incubation | 1-day incubation followed by CO2-C evolution and capture at 50% water-filled pore space. | 50% water-filled pore space | m/v | 24 hrs | Electrical Conductivity | MEASURED | mg/kg | mg1kg-1 | MilliGM-PER-KiloGM | http://qudt.org/vocab/unit/MilliGM-PER-KiloGM | Soil Health Institute | Zibilske, 1994 |  | OFFICIAL | SUPERSEDED | 2024-11-13T12:00:00Z
SOIL | L_MODV2_SOIL_STCM_002 | short-term carbon mineralization | STCM | Incubation | 1-day incubation followed by CO2-C evolution and capture at 50% water-filled pore space. | 50% water-filled pore space | m/v | 24 hrs | Infrared gas analyzer (IRGA) | MEASURED | mg/kg | mg1kg-1 | MilliGM-PER-KiloGM | http://qudt.org/vocab/unit/MilliGM-PER-KiloGM | Soil Health Institute | Zibilske, 1994 |  | OFFICIAL | SUPERSEDED | 2024-11-13T12:00:00Z | 2026-04-03T12:00:00Z | 2026-04-03: Final audit fixes applied
SOIL | L_MODV2_SOIL_STCM_003 | short-term carbon mineralization | STCM | Incubation | 1-day incubation followed by CO2-C evolution and capture at 50% water-filled pore space. | 50% water-filled pore space | m/v | 24 hrs | Titration | MEASURED | mg/kg | mg1kg-1 | MilliGM-PER-KiloGM | http://qudt.org/vocab/unit/MilliGM-PER-KiloGM | Soil Health Institute | Zibilske, 1994 |  | OFFICIAL | SUPERSEDED | 2024-11-13T12:00:00Z
SOIL | L_MODV2_SOIL_STCM_004 | short-term carbon mineralization | STCM | Incubation | 1-day incubation followed by CO2-C evolution and capture at 50% water-filled pore space. | 50% water-filled pore space | m/v | 24 hrs | CO2 Paddle | MEASURED | mg/kg | mg1kg-1 | MilliGM-PER-KiloGM | http://qudt.org/vocab/unit/MilliGM-PER-KiloGM | Woods End Laboratories | Solvita Gel System; https://solvita.com/co2-burst/ |  | PROVISIONAL | SUPERSEDED | 2024-11-13T12:00:00Z
SOIL | L_MODV2_SOIL_STCM_005 | short-term carbon mineralization | STCM | Incubation | 3-day incubation followed by CO2-C evolution and capture at 50% water-filled pore space. | 50% water-filled pore space | m/v | 3 days | Electrical Conductivity | MEASURED | mg/kg | mg1kg-1 | MilliGM-PER-KiloGM | http://qudt.org/vocab/unit/MilliGM-PER-KiloGM | Soil Health Institute | Zibilske, 1994 |  | OFFICIAL | SUPERSEDED | 2024-11-13T12:00:00Z | 2026-04-03T12:00:00Z | 2026-04-03: Terminology and chemical naming standardization pass.
SOIL | L_MODV2_SOIL_STCM_006 | short-term carbon mineralization | STCM | Incubation | 3-day incubation followed by CO2-C evolution and capture at 50% water-filled pore space. | 50% water-filled pore space | m/v | 3 days | Infrared gas analyzer (IRGA) | MEASURED | mg/kg | mg1kg-1 | MilliGM-PER-KiloGM | http://qudt.org/vocab/unit/MilliGM-PER-KiloGM | Soil Health Institute | Zibilske, 1994 |  | OFFICIAL | SUPERSEDED | 2024-11-13T12:00:00Z | 2026-04-03T12:00:00Z | 2026-04-03: Terminology and chemical naming standardization pass. ¦ 2026-04-03: Final audit fixes applied
SOIL | L_MODV2_SOIL_STCM_007 | short-term carbon mineralization | STCM | Incubation | 3-day incubation followed by CO2-C evolution and capture at 50% water-filled pore space. | 50% water-filled pore space | m/v | 3 days | Titration | MEASURED | mg/kg | mg1kg-1 | MilliGM-PER-KiloGM | http://qudt.org/vocab/unit/MilliGM-PER-KiloGM | Soil Health Institute | Zibilske, 1994 |  | OFFICIAL | SUPERSEDED | 2024-11-13T12:00:00Z | 2026-04-03T12:00:00Z | 2026-04-03: Terminology and chemical naming standardization pass.
SOIL | L_MODV2_SOIL_STCM_008 | short-term carbon mineralization | STCM | Incubation | 4-day incubation followed by CO2-C evolution and capture at 50% water-filled pore space. | 50% water-filled pore space | m/v | 4 days | Electrical Conductivity | MEASURED | mg/kg | mg1kg-1 | MilliGM-PER-KiloGM | http://qudt.org/vocab/unit/MilliGM-PER-KiloGM | Soil Health Institute | Zibilske, 1994 |  | OFFICIAL | SUPERSEDED | 2024-11-13T12:00:00Z | 2026-04-03T12:00:00Z | 2026-04-03: Terminology and chemical naming standardization pass.
SOIL | L_MODV2_SOIL_STCM_009 | short-term carbon mineralization | STCM | Incubation | 4-day incubation followed by CO2-C evolution and capture at 50% water-filled pore space. | 50% water-filled pore space | m/v | 4 days | Infrared gas analyzer (IRGA) | MEASURED | mg/kg | mg1kg-1 | MilliGM-PER-KiloGM | http://qudt.org/vocab/unit/MilliGM-PER-KiloGM | Soil Health Institute | Zibilske, 1994 |  | OFFICIAL | SUPERSEDED | 2024-11-13T12:00:00Z | 2026-04-03T12:00:00Z | 2026-04-03: Terminology and chemical naming standardization pass. ¦ 2026-04-03: Final audit fixes applied
SOIL | L_MODV2_SOIL_STCM_010 | short-term carbon mineralization | STCM | Incubation | 4-day incubation followed by CO2-C evolution and capture at 50% water-filled pore space. | 50% water-filled pore space | m/v | 4 days | Titration | MEASURED | mg/kg | mg1kg-1 | MilliGM-PER-KiloGM | http://qudt.org/vocab/unit/MilliGM-PER-KiloGM | Soil Health Institute | Zibilske, 1994 |  | OFFICIAL | SUPERSEDED | 2024-11-13T12:00:00Z | 2026-04-03T12:00:00Z | 2026-04-03: Terminology and chemical naming standardization pass.
SOIL | L_MODV2_SOIL_STCM_011 | short-term carbon mineralization | STCM | Incubation | 7-day incubation followed by CO2-C evolution and capture at 50% water-filled pore space. | 50% water-filled pore space | m/v | 7 days | Electrical Conductivity | MEASURED | mg/kg | mg1kg-1 | MilliGM-PER-KiloGM | http://qudt.org/vocab/unit/MilliGM-PER-KiloGM | Soil Health Institute | Zibilske, 1994 |  | OFFICIAL | SUPERSEDED | 2024-11-13T12:00:00Z | 2026-04-03T12:00:00Z | 2026-04-03: Terminology and chemical naming standardization pass.
SOIL | L_MODV2_SOIL_STCM_012 | short-term carbon mineralization | STCM | Incubation | 7-day incubation followed by CO2-C evolution and capture at 50% water-filled pore space. | 50% water-filled pore space | m/v | 7 days | Infrared gas analyzer (IRGA) | MEASURED | mg/kg | mg1kg-1 | MilliGM-PER-KiloGM | http://qudt.org/vocab/unit/MilliGM-PER-KiloGM | Soil Health Institute | Zibilske, 1994 |  | OFFICIAL | SUPERSEDED | 2024-11-13T12:00:00Z | 2026-04-03T12:00:00Z | 2026-04-03: Terminology and chemical naming standardization pass. ¦ 2026-04-03: Final audit fixes applied
SOIL | L_MODV2_SOIL_STCM_013 | short-term carbon mineralization | STCM | Incubation | 7-day incubation followed by CO2-C evolution and capture at 50% water-filled pore space. | 50% water-filled pore space | m/v | 7 days | Titration | MEASURED | mg/kg | mg1kg-1 | MilliGM-PER-KiloGM | http://qudt.org/vocab/unit/MilliGM-PER-KiloGM | Soil Health Institute | Zibilske, 1994 |  | OFFICIAL | SUPERSEDED | 2024-11-13T12:00:00Z | 2026-04-03T12:00:00Z | 2026-04-03: Terminology and chemical naming standardization pass.
SOIL | L_MODV2_SOIL_SI_001 | silicon | SI | Acetic Acid | 0.5 M Acetic Acid | 0.00072338 | m/v | Stand for 20 hr, shake for 50 min | ICP-OES | MEASURED | mg/kg | mg1kg-1 | MilliGM-PER-KiloGM | http://qudt.org/vocab/unit/MilliGM-PER-KiloGM | NECC-1812 | Recommended Soil Testing Procedures for the Northeastern United States, NECC-1812 Publication No. 493, 3rd Edition, 2011, Chapter 12. |  | OFFICIAL | SUPERSEDED | 2024-11-13T12:00:00Z | 2026-04-02T12:00:00Z | Mass-per-mass/ppm harmonization to percent; was mg/kg
SOIL | L_MODV2_SOIL_SI_002 | silicon | SI | Calcium Chloride | 0.01 M CaCl2 | 0.048611 | m/v | 120 min | ICP-MS | MEASURED | mg/kg | mg1kg-1 | MilliGM-PER-KiloGM | http://qudt.org/vocab/unit/MilliGM-PER-KiloGM | WEPAL | Houba, V.J.G.; Novozamsky, I.; Lexmond, T.M.; Van der Lee, J.J., 2008. Applicability of 0.01 M CaCl2 as a single extraction solution for the assessment of the nutrient status of soils and other diagnostic purposes. Communications in Soil Science and Plant Analysis, Volume 21, 1990 - Issue 19-20. |  | OFFICIAL | SUPERSEDED | 2024-11-13T12:00:00Z | 2026-04-02T12:00:00Z | Mass-per-mass/ppm harmonization to percent; was mg/kg
SOIL | L_MODV2_SOIL_SI_003 | silicon | SI | Calcium Chloride | 0.01 M CaCl2 | 0.048611 | m/v | 120 min | Spectrophotometric | MEASURED | mg/kg | mg1kg-1 | MilliGM-PER-KiloGM | http://qudt.org/vocab/unit/MilliGM-PER-KiloGM | WEPAL | Houba, V.J.G.; Novozamsky, I.; Lexmond, T.M.; Van der Lee, J.J., 2008. Applicability of 0.01 M CaCl2 as a single extraction solution for the assessment of the nutrient status of soils and other diagnostic purposes. Communications in Soil Science and Plant Analysis, Volume 21, 1990 - Issue 19-20. |  | OFFICIAL | SUPERSEDED | 2024-11-13T12:00:00Z | 2026-04-02T12:00:00Z | Mass-per-mass/ppm harmonization to percent; was mg/kg
SOIL | L_MODV2_SOIL_SI_004 | silicon | SI | Potassium Chloride | 1.0 N KCl |  |  |  | ICP-OES | MEASURED | mg/kg | mg1kg-1 | MilliGM-PER-KiloGM | http://qudt.org/vocab/unit/MilliGM-PER-KiloGM |  |  |  | EXPERIMENTAL | RETIRED | 2024-11-13T12:00:00Z | 2026-04-02T12:00:00Z | Analyte Measurement Method clarified: ICP → ICP-OES
SOIL | L_MODV2_SOIL_SI_005 | silicon | SI | Saturated paste | Soil saturated with DI water, subsequent extraction and retained for analysis | Saturated paste | m/m | 4 hrs | ICP-OES | MEASURED | mg/L | mg1L-1 | MilliGM-PER-L | http://qudt.org/vocab/unit/MilliGM-PER-L | USDA | US Salinity Staff, 1954. L.A Richards (ed.) Diagnosis and improvement of saline alkali soils. 160 p. USDA Handb. 60 US Govt. Print Office, Washington DC. |  | EXPERIMENTAL | VALID | 2024-11-13T12:00:00Z
SOIL | L_MODV2_SOIL_SI_006 | silicon | SI | Sulfuric Acid | 0.005 M H2SO4 |  | m/v |  | Spectrophotometric | MEASURED | mg/kg | mg1kg-1 | MilliGM-PER-KiloGM | http://qudt.org/vocab/unit/MilliGM-PER-KiloGM |  |  |  | EXPERIMENTAL | SUPERSEDED | 2024-11-13T12:00:00Z | 2026-04-02T12:00:00Z | Mass-per-mass/ppm harmonization to percent; was mg/kg
SOIL | L_MODV2_SOIL_SI_007 | silicon | SI | Acetic Acid | 0.5 M Acetic Acid | 0.00072338 | m/v | Stand for 20 hr, shake for 50 min | ICP-OES | MEASURED | % | prcnt | PERCENT | http://qudt.org/vocab/unit/PERCENT | NECC-1812 | Recommended Soil Testing Procedures for the Northeastern United States, NECC-1812 Publication No. 493, 3rd Edition, 2011, Chapter 12. |  | OFFICIAL | CANDIDATE | 2026-04-02T12:00:00Z
SOIL | L_MODV2_SOIL_SI_008 | silicon | SI | Calcium Chloride | 0.01 M CaCl2 | 0.048611 | m/v | 120 min | ICP-MS | MEASURED | % | prcnt | PERCENT | http://qudt.org/vocab/unit/PERCENT | WEPAL | Houba, V.J.G.; Novozamsky, I.; Lexmond, T.M.; Van der Lee, J.J., 2008. Applicability of 0.01 M CaCl2 as a single extraction solution for the assessment of the nutrient status of soils and other diagnostic purposes. Communications in Soil Science and Plant Analysis, Volume 21, 1990 - Issue 19-20. |  | OFFICIAL | CANDIDATE | 2026-04-02T12:00:00Z
SOIL | L_MODV2_SOIL_SI_009 | silicon | SI | Calcium Chloride | 0.01 M CaCl2 | 0.048611 | m/v | 120 min | Spectrophotometric | MEASURED | % | prcnt | PERCENT | http://qudt.org/vocab/unit/PERCENT | WEPAL | Houba, V.J.G.; Novozamsky, I.; Lexmond, T.M.; Van der Lee, J.J., 2008. Applicability of 0.01 M CaCl2 as a single extraction solution for the assessment of the nutrient status of soils and other diagnostic purposes. Communications in Soil Science and Plant Analysis, Volume 21, 1990 - Issue 19-20. |  | OFFICIAL | CANDIDATE | 2026-04-02T12:00:00Z
SOIL | L_MODV2_SOIL_SI_010 | silicon | SI | Sulfuric Acid | 0.005 M H2SO4 |  | m/v |  | Spectrophotometric | MEASURED | % | prcnt | PERCENT | http://qudt.org/vocab/unit/PERCENT |  |  |  | EXPERIMENTAL | CANDIDATE | 2026-04-02T12:00:00Z
SOIL | L_MODV2_SOIL_SILT_001 | silt | SILT | Sodium Hexametaphosphate Solution / Electrical Mixer | Dispersion / Sieve / Weigh | 0.055556 | m/m |  | Gravimetric | CALCULATION | % | prcnt | PERCENT | http://qudt.org/vocab/unit/PERCENT | SSSA | Methods of Soil Analysis: Part 4 Physical Methods, 5.4. Gee and Or, 2002. Chapter 2.4. Particle-Size Analysis, pages 265-269. |  | OFFICIAL | VALID | 2024-11-13T12:00:00Z | 2026-04-03T12:00:00Z | 2026-04-03: Final audit fixes applied | USDA .02 to > 0.05 mm; Extraction ratio may vary
SOIL | L_MODV2_SOIL_SILT_002 | silt | SILT | Sodium Hexametaphosphate Solution / Electrical Mixer | Dispersion / Laser Diffraction | 0.055556 | m/m | 5 min | Diffraction | MEASURED | % | prcnt | PERCENT | http://qudt.org/vocab/unit/PERCENT | SSSA | Methods of Soil Analysis: Part 4 Physical Methods, 5.4. Gee and Or, 2002. Chapter 2.4. Particle-Size Analysis, pages 286-288. |  | PROVISIONAL | VALID | 2024-11-13T12:00:00Z | 2026-04-03T12:00:00Z | 2026-04-03: Final audit fixes applied | USDA .02 to > 0.05 mm; Extraction ratio may vary
SOIL | L_MODV2_SOIL_SILT_003 | silt | SILT | Sodium Hexametaphosphate Solution / Electrical Mixer | Dispersion / Sedimentation / Hydrometer | 0.055556 | m/m | 5 min | Hydrometer | MEASURED | % | prcnt | PERCENT | http://qudt.org/vocab/unit/PERCENT | SSSA | Methods of Soil Analysis: Part 4 Physical Methods, 5.4. Gee and Or, 2002. Chapter 2.4. Particle-Size Analysis, pages 278-283. |  | OFFICIAL | VALID | 2024-11-13T12:00:00Z | 2026-04-03T12:00:00Z | 2026-04-03: Final audit fixes applied | USDA .02 to > 0.05 mm; Extraction ratio may vary
SOIL | L_MODV2_SOIL_SILT_004 | silt | SILT | Sodium Hexametaphosphate Solution / Electrical Mixer | Dispersion / Sedimentation / Pipette / Weigh | 0.055556 | m/m | 5 min | Gravimetric | MEASURED | % | prcnt | PERCENT | http://qudt.org/vocab/unit/PERCENT | SSSA | Methods of Soil Analysis: Part 4 Physical Methods, 5.4. Gee and Or, 2002. Chapter 2.4. Particle-Size Analysis, pages 272-278. |  | OFFICIAL | VALID | 2024-11-13T12:00:00Z | 2026-04-03T12:00:00Z | 2026-04-03: Final audit fixes applied | USDA .02 to > 0.05 mm; Extraction ratio may vary
SOIL | L_MODV2_SOIL_SILTCLAY_001 | silt+clay | SILTCLAY | Calculation | Calculation | 0.055556 | Calculation | Calculation | Gravimetric | CALCULATION | % | prcnt | PERCENT | http://qudt.org/vocab/unit/PERCENT | USDA | USDA, U.S. Department of Agriculture (Soil Survey Staff, 1975); |  | OFFICIAL | VALID | 2024-11-13T12:00:00Z | 2026-04-03T12:00:00Z | 2026-04-03: Final audit fixes applied | USDA < 0.05mm; Extraction ratio may vary
SOIL | L_MODV2_SOIL_AG_001 | silver | AG | EPA 3050 | EPA 3050 Digestion (HNO3, H2O2), EPA 6010B (ICP-OES) | 0.052083 | m/v | Heat to 95C, reflux for 15 minutes, cool, then add 5 mL HNO3 and reflux for 30 minutes. Repeat last step as required. | ICP-OES | MEASURED | mg/kg | mg1kg-1 | MilliGM-PER-KiloGM | http://qudt.org/vocab/unit/MilliGM-PER-KiloGM | US-EPA | U.S. EPA. 1996. “Method 3050B: Acid Digestion of Sediments, Sludges, and Soils,” Revision 2. Washington, DC. / EPA Method 3050B (SW-846): Acid Digestion of Sediments, Sludges, and Soils, 1996. |  | OFFICIAL | SUPERSEDED | 2024-11-13T12:00:00Z | 2026-04-03T12:00:00Z | Mass-per-mass/ppm harmonization to percent; was mg/kg; Reagent abbreviation: "EPA 3050 Digestion (Nitric Acid, Hydroge" → "EPA 3050 Digestion (HNO3, H2O2), EPA 601" ¦ 2026-04-03: Final audit fixes applied | Extraction ratio may vary
SOIL | L_MODV2_SOIL_AG_002 | silver | AG | EPA 3050 | EPA 3050 Digestion (HNO3, H2O2), EPA 6010B (ICP-OES) | 0.052083 | m/v | Heat to 95C, reflux for 15 minutes, cool, then add 5 mL HNO3 and reflux for 30 minutes. Repeat last step as required. | ICP-OES | MEASURED | % | prcnt | PERCENT | http://qudt.org/vocab/unit/PERCENT | US-EPA | U.S. EPA. 1996. “Method 3050B: Acid Digestion of Sediments, Sludges, and Soils,” Revision 2. Washington, DC. / EPA Method 3050B (SW-846): Acid Digestion of Sediments, Sludges, and Soils, 1996. |  | OFFICIAL | CANDIDATE | 2026-04-02T12:00:00Z |  |  | Extraction ratio may vary
SOIL | L_MODV2_SOIL_SLAKING_001 | slaking | SLAKING | Slurry |  |  |  | 120 min | Observation | MEASURED |  | none | UNITLESS | Needs QUDT Discussion |  |  |  | EXPERIMENTAL | RETIRED | 2024-11-13T12:00:00Z
SOIL | L_MODV2_SOIL_NA_001 | sodium | NA | Ammonium Acetate | 1.0 N Ammonium Acetate, pH 7.0 | 0.048611 | m/v | 5 min | ICP-OES, AAS | MEASURED | mg/kg | mg1kg-1 | MilliGM-PER-KiloGM | http://qudt.org/vocab/unit/MilliGM-PER-KiloGM | NCERA-13 | North Central Regional Research Publication No. 221 (Revised 2015), Chapter 7, pp 7.1-7.3 |  | OFFICIAL | SUPERSEDED | 2024-11-13T12:00:00Z | 2026-04-03T12:00:00Z | Mass-per-mass/ppm harmonization to percent; was mg/kg ¦ 2026-04-03: Terminology harmonization — cross-matrix consistency pass.
SOIL | L_MODV2_SOIL_NA_002 | sodium | NA | Ammonium Chloride | NH4Cl |  |  |  | ICP-OES | MEASURED | mEq/100g | mEq1hg-1 | MilliEQ-PER-HectoGM | http://qudt.org/vocab/unit/MilliEQ-PER-HectoGM |  |  |  | EXPERIMENTAL | RETIRED | 2024-11-13T12:00:00Z
SOIL | L_MODV2_SOIL_NA_003 | sodium | NA | Ammonium Chloride | NH4Cl w/ prewash |  |  |  | ICP-OES | MEASURED | mEq/100g | mEq1hg-1 | MilliEQ-PER-HectoGM | http://qudt.org/vocab/unit/MilliEQ-PER-HectoGM |  |  |  | EXPERIMENTAL | RETIRED | 2024-11-13T12:00:00Z
SOIL | L_MODV2_SOIL_NA_004 | sodium | NA | Ammonium Chloride/Barium Chloride | NH4Cl/BaCl2 |  |  |  | ICP-OES | MEASURED | mEq/100g | mEq1hg-1 | MilliEQ-PER-HectoGM | http://qudt.org/vocab/unit/MilliEQ-PER-HectoGM |  |  |  | EXPERIMENTAL | RETIRED | 2024-11-13T12:00:00Z
SOIL | L_MODV2_SOIL_NA_005 | sodium | NA | Calcium Chloride | 0.01 M CaCl2 | 0.048611 | m/v | 120 min | ICP-OES | MEASURED | mg/kg | mg1kg-1 | MilliGM-PER-KiloGM | http://qudt.org/vocab/unit/MilliGM-PER-KiloGM | WEPAL | Houba, V.J.G.; Novozamsky, I.; Lexmond, T.M.; Van der Lee, J.J., 2008. Applicability of 0.01 M CaCl2 as a single extraction solution for the assessment of the nutrient status of soils and other diagnostic purposes. Communications in Soil Science and Plant Analysis, Volume 21, 1990 - Issue 19-20. |  | OFFICIAL | SUPERSEDED | 2024-11-13T12:00:00Z | 2026-04-02T12:00:00Z | Mass-per-mass/ppm harmonization to percent; was mg/kg
SOIL | L_MODV2_SOIL_NA_006 | sodium | NA | EPA 3050A/B | EPA 3050A/B Digestion (HNO3, HCl), EPA 6010B (ICP-OES) | 0.052083 | m/v | Heat to 95C, reflux for 15 minutes, cool, then add 5 mL HNO3 and reflux for 30 minutes. Repeat last step as required. | ICP-OES | MEASURED | mg/kg | mg1kg-1 | MilliGM-PER-KiloGM | http://qudt.org/vocab/unit/MilliGM-PER-KiloGM | US-EPA | U.S. EPA. 1996. “Method 3050B: Acid Digestion of Sediments, Sludges, and Soils,” Revision 2. Washington, DC. / EPA Method 3050B (SW-846): Acid Digestion of Sediments, Sludges, and Soils, 1996. |  | OFFICIAL | SUPERSEDED | 2024-11-13T12:00:00Z | 2026-04-03T12:00:00Z | Mass-per-mass/ppm harmonization to percent; was mg/kg; Reagent abbreviation: "EPA 3050A/B Digestion (Nitric Acid, Hydr" → "EPA 3050A/B Digestion (HNO3, HCl), EPA 6" ¦ 2026-04-03: Final audit fixes applied | Extraction ratio may vary
SOIL | L_MODV2_SOIL_NA_007 | sodium | NA | EPA 3051A/B | EPA 3051A/B Microwave Digestion (HNO3, HCl), EPA 6010B (ICP-OES) | 0.048611 |  |  |  | MEASURED | mg/kg | mg1kg-1 | MilliGM-PER-KiloGM | http://qudt.org/vocab/unit/MilliGM-PER-KiloGM | US-EPA |  |  | OFFICIAL | SUPERSEDED | 2024-11-13T12:00:00Z | 2026-04-02T12:00:00Z | Mass-per-mass/ppm harmonization to percent; was mg/kg; Reagent abbreviation: "EPA 3051A/B Microwave Digestion (Nitric " → "EPA 3051A/B Microwave Digestion (HNO3, H"
SOIL | L_MODV2_SOIL_NA_008 | sodium | NA | EPA 3052 | EPA 3052 Microwave Digestion (HNO3, HF), EPA 6010B (ICP-OES) | 0.048611 |  |  |  | MEASURED | mg/kg | mg1kg-1 | MilliGM-PER-KiloGM | http://qudt.org/vocab/unit/MilliGM-PER-KiloGM | US-EPA |  |  | OFFICIAL | SUPERSEDED | 2024-11-13T12:00:00Z | 2026-04-02T12:00:00Z | Mass-per-mass/ppm harmonization to percent; was mg/kg; Reagent abbreviation: "EPA 3052 MIcrowave Digestion (Nitric Aci" → "EPA 3052 Microwave Digestion (HNO3, HF),"
SOIL | L_MODV2_SOIL_NA_009 | sodium | NA | H3A-1 |  |  |  |  | ICP-OES | MEASURED | mg/kg | mg1kg-1 | MilliGM-PER-KiloGM | http://qudt.org/vocab/unit/MilliGM-PER-KiloGM |  |  |  | EXPERIMENTAL | SUPERSEDED | 2024-11-13T12:00:00Z | 2026-04-02T12:00:00Z | Mass-per-mass/ppm harmonization to percent; was mg/kg; Analyte Measurement Method clarified: ICP → ICP-OES
SOIL | L_MODV2_SOIL_NA_010 | sodium | NA | Lancaster Extraction |  |  |  |  | ICP-OES | MEASURED | mg/L | mg1L-1 | MilliGM-PER-L | http://qudt.org/vocab/unit/MilliGM-PER-L |  |  |  | OFFICIAL | VALID | 2024-11-13T12:00:00Z | 2026-04-02T12:00:00Z | Analyte Measurement Method clarified: ICP → ICP-OES
SOIL | L_MODV2_SOIL_NA_011 | sodium | NA | Mehlich 1 | Mehlich 1 (0.05 M HCl + 0.0125 M H2SO4) | 0.045139 | m/v | 5 min | ICP-OES, AAS | MEASURED | mg/kg | mg1kg-1 | MilliGM-PER-KiloGM | http://qudt.org/vocab/unit/MilliGM-PER-KiloGM | SERA-6 | Soil Test Methods From the Southeastern United States, SERA-IEG-6, 2014, Chapter 4.2 |  | OFFICIAL | SUPERSEDED | 2024-11-13T12:00:00Z | 2026-04-03T12:00:00Z | Mass-per-mass/ppm harmonization to percent; was mg/kg ¦ 2026-04-03: Terminology harmonization — cross-matrix consistency pass.
SOIL | L_MODV2_SOIL_NA_012 | sodium | NA | Mehlich 2 | Mehlich 2 (0.2 N CH3COOH + 0.015 N NH4F + 0.2 N NH4Cl + 0.012 N HCl) | 0.048611 | m/v | 5 min | ICP-OES, AAS | MEASURED | mg/kg | mg1kg-1 | MilliGM-PER-KiloGM | http://qudt.org/vocab/unit/MilliGM-PER-KiloGM | NCSU | Mehlich A. 1978. New extractant for soil test evaluation of phosphorus, potassium, magnesium, calcium, sodium, manganese and zinc. Commun Soil Sci Plant Anal 9(6):477-92. |  | OFFICIAL | SUPERSEDED | 2024-11-13T12:00:00Z | 2026-04-03T12:00:00Z | Mass-per-mass/ppm harmonization to percent; was mg/kg ¦ 2026-04-03: Terminology harmonization — cross-matrix consistency pass. ¦ 2026-04-03: Terminology and chemical naming standardization pass.
SOIL | L_MODV2_SOIL_NA_013 | sodium | NA | Mehlich 3 | Mehlich 3 (0.2 N CH3COOH + 0.25 N NH4NO3 + 0.013 N HNO3 + 0.015 N NH4F + 0.001 M EDTA) | 0.048611 | m/v | 5 min | ICP-OES, AAS | MEASURED | mg/kg | mg1kg-1 | MilliGM-PER-KiloGM | http://qudt.org/vocab/unit/MilliGM-PER-KiloGM | SERA-6, NCERA-13, NECC-1812 | Soil Test Methods From the Southeastern United States, SERA-IEG-6, 2014, Chapter 4.3 |  | OFFICIAL | SUPERSEDED | 2024-11-13T12:00:00Z | 2026-04-03T12:00:00Z | Mass-per-mass/ppm harmonization to percent; was mg/kg ¦ 2026-04-03: Terminology harmonization — cross-matrix consistency pass. ¦ 2026-04-03: Terminology and chemical naming standardization pass.
SOIL | L_MODV2_SOIL_NA_014 | sodium | NA | Mehlich 3 | Mehlich 3 (0.2 N CH3COOH + 0.25 N NH4NO3 + 0.013 N HNO3 + 0.015 N NH4F + 0.001 M EDTA) | 0.048611 | v/v | 5 min | ICP-OES, AAS | MEASURED | mg/L | mg1L-1 | MilliGM-PER-L | http://qudt.org/vocab/unit/MilliGM-PER-L | SERA-6 | Soil Test Methods From the Southeastern United States, SERA-IEG-6, 2014, Chapter 4.3 |  | OFFICIAL | VALID | 2024-11-13T12:00:00Z | 2026-04-03T12:00:00Z | 2026-04-03: Terminology harmonization — cross-matrix consistency pass. ¦ 2026-04-03: Terminology and chemical naming standardization pass.
SOIL | L_MODV2_SOIL_NA_015 | sodium | NA | Nitric Acid |  |  |  |  | ICP-OES | MEASURED | % | prcnt | PERCENT | http://qudt.org/vocab/unit/PERCENT |  |  |  | EXPERIMENTAL | RETIRED | 2024-11-13T12:00:00Z | 2026-04-02T12:00:00Z | Analyte Measurement Method clarified: ICP → ICP-OES
SOIL | L_MODV2_SOIL_NA_016 | sodium | NA | Plant Root Simulator | Plant Root Simulator - PRS | Saturated paste |  |  | ICP-OES | MEASURED | mg/kg | mg1kg-1 | MilliGM-PER-KiloGM | http://qudt.org/vocab/unit/MilliGM-PER-KiloGM |  |  |  | EXPERIMENTAL | SUPERSEDED | 2024-11-13T12:00:00Z | 2026-04-02T12:00:00Z | Mass-per-mass/ppm harmonization to percent; was mg/kg; Analyte Measurement Method clarified: ICP → ICP-OES
SOIL | L_MODV2_SOIL_NA_017 | sodium | NA | Potassium Chloride | 1.0 N KCl |  |  |  | ICP-OES, AAS | MEASURED | mg/kg | mg1kg-1 | MilliGM-PER-KiloGM | http://qudt.org/vocab/unit/MilliGM-PER-KiloGM |  |  |  | EXPERIMENTAL | RETIRED | 2024-11-13T12:00:00Z | 2026-04-03T12:00:00Z | 2026-04-03: Terminology and chemical naming standardization pass.
SOIL | L_MODV2_SOIL_NA_018 | sodium | NA | Resin Extraction - Unibest |  |  |  |  | ICP-OES | MEASURED | mg/kg | mg1kg-1 | MilliGM-PER-KiloGM | http://qudt.org/vocab/unit/MilliGM-PER-KiloGM |  |  |  | EXPERIMENTAL | SUPERSEDED | 2024-11-13T12:00:00Z | 2026-04-02T12:00:00Z | Mass-per-mass/ppm harmonization to percent; was mg/kg
SOIL | L_MODV2_SOIL_NA_019 | sodium | NA | Saturated paste | Soil saturated with DI water, subsequent extraction and retained for analysis | Saturated paste | m/m | 4 hrs | ICP-OES, AAS | MEASURED | meq/L | meq1l-1 | Needs QUDT Discussion | Needs QUDT Discussion | USDA | US Salinity Staff, 1954. L.A Richards (ed.) Diagnosis and improvement of saline alkali soils. 160 p. USDA Handb. 60 US Govt. Print Office, Washington DC. |  | OFFICIAL | VALID | 2024-11-13T12:00:00Z | 2026-04-03T12:00:00Z | 2026-04-03: Terminology harmonization — cross-matrix consistency pass.
SOIL | L_MODV2_SOIL_NA_020 | sodium | NA | Slurry | Deionized Water | 0.042361 |  |  | ICP-OES | MEASURED | meq/L | meq1l-1 | Needs QUDT Discussion | Needs QUDT Discussion |  |  |  | EXPERIMENTAL | RETIRED | 2024-11-13T12:00:00Z | 2026-04-03T12:00:00Z | Analyte Measurement Method clarified: ICP → ICP-OES ¦ 2026-04-03: Terminology and chemical naming standardization pass.
SOIL | L_MODV2_SOIL_NA_021 | sodium | NA | Slurry | Deionized Water | 0.83403 |  |  | ICP-OES | MEASURED | mg/kg | mg1kg-1 | MilliGM-PER-KiloGM | http://qudt.org/vocab/unit/MilliGM-PER-KiloGM |  |  |  | EXPERIMENTAL | RETIRED | 2024-11-13T12:00:00Z | 2026-04-03T12:00:00Z | Analyte Measurement Method clarified: ICP → ICP-OES ¦ 2026-04-03: Terminology and chemical naming standardization pass.
SOIL | L_MODV2_SOIL_NA_022 | sodium | NA | Slurry | Deionized Water | 0.20903 |  |  | Ion Chromatography | MEASURED | mg/kg | mg1kg-1 | MilliGM-PER-KiloGM | http://qudt.org/vocab/unit/MilliGM-PER-KiloGM |  |  |  | EXPERIMENTAL | RETIRED | 2024-11-13T12:00:00Z | 2026-04-03T12:00:00Z | 2026-04-03: Terminology and chemical naming standardization pass.
SOIL | L_MODV2_SOIL_NA_023 | sodium | NA | Slurry | Deionized Water | 0.20903 |  |  | ICP-OES | MEASURED | mg/kg | mg1kg-1 | MilliGM-PER-KiloGM | http://qudt.org/vocab/unit/MilliGM-PER-KiloGM |  |  |  | EXPERIMENTAL | RETIRED | 2024-11-13T12:00:00Z | 2026-04-03T12:00:00Z | 2026-04-03: Terminology and chemical naming standardization pass.
SOIL | L_MODV2_SOIL_NA_024 | sodium | NA | [5 empty] | Calculation | MEASURED | mg/kg | mg1kg-1 | MilliGM-PER-KiloGM | http://qudt.org/vocab/unit/MilliGM-PER-KiloGM |  |  |  | EXPERIMENTAL | RETIRED | 2024-11-13T12:00:00Z
SOIL | L_MODV2_SOIL_NA_025 | sodium | NA | Ammonium Acetate | 1.0 N Ammonium Acetate, pH 7.0 | 0.048611 | m/v | 5 min | ICP-OES, AAS | MEASURED | % | prcnt | PERCENT | http://qudt.org/vocab/unit/PERCENT | NCERA-13 | North Central Regional Research Publication No. 221 (Revised 2015), Chapter 7, pp 7.1-7.3 |  | OFFICIAL | CANDIDATE | 2026-04-02T12:00:00Z
SOIL | L_MODV2_SOIL_NA_026 | sodium | NA | Calcium Chloride | 0.01 M CaCl2 | 0.048611 | m/v | 120 min | ICP-OES | MEASURED | % | prcnt | PERCENT | http://qudt.org/vocab/unit/PERCENT | WEPAL | Houba, V.J.G.; Novozamsky, I.; Lexmond, T.M.; Van der Lee, J.J., 2008. Applicability of 0.01 M CaCl2 as a single extraction solution for the assessment of the nutrient status of soils and other diagnostic purposes. Communications in Soil Science and Plant Analysis, Volume 21, 1990 - Issue 19-20. |  | OFFICIAL | CANDIDATE | 2026-04-02T12:00:00Z
SOIL | L_MODV2_SOIL_NA_027 | sodium | NA | EPA 3050A/B | EPA 3050A/B Digestion (HNO3, HCl), EPA 6010B (ICP-OES) | 0.052083 | m/v | Heat to 95C, reflux for 15 minutes, cool, then add 5 mL HNO3 and reflux for 30 minutes. Repeat last step as required. | ICP-OES | MEASURED | % | prcnt | PERCENT | http://qudt.org/vocab/unit/PERCENT | US-EPA | U.S. EPA. 1996. “Method 3050B: Acid Digestion of Sediments, Sludges, and Soils,” Revision 2. Washington, DC. / EPA Method 3050B (SW-846): Acid Digestion of Sediments, Sludges, and Soils, 1996. |  | OFFICIAL | CANDIDATE | 2026-04-02T12:00:00Z |  |  | Extraction ratio may vary
SOIL | L_MODV2_SOIL_NA_028 | sodium | NA | EPA 3051A/B | EPA 3051A/B Microwave Digestion (HNO3, HCl), EPA 6010B (ICP-OES) | 0.048611 |  |  |  | MEASURED | % | prcnt | PERCENT | http://qudt.org/vocab/unit/PERCENT | US-EPA |  |  | OFFICIAL | CANDIDATE | 2026-04-02T12:00:00Z
SOIL | L_MODV2_SOIL_NA_029 | sodium | NA | EPA 3052 | EPA 3052 Microwave Digestion (HNO3, HF), EPA 6010B (ICP-OES) | 0.048611 |  |  |  | MEASURED | % | prcnt | PERCENT | http://qudt.org/vocab/unit/PERCENT | US-EPA |  |  | OFFICIAL | CANDIDATE | 2026-04-02T12:00:00Z
SOIL | L_MODV2_SOIL_NA_030 | sodium | NA | H3A-1 |  |  |  |  | ICP-OES | MEASURED | % | prcnt | PERCENT | http://qudt.org/vocab/unit/PERCENT |  |  |  | EXPERIMENTAL | CANDIDATE | 2026-04-02T12:00:00Z
SOIL | L_MODV2_SOIL_NA_031 | sodium | NA | Mehlich 1 | Mehlich 1 (0.05 M HCl + 0.0125 M H2SO4) | 0.045139 | m/v | 5 min | ICP-OES, AAS | MEASURED | % | prcnt | PERCENT | http://qudt.org/vocab/unit/PERCENT | SERA-6 | Soil Test Methods From the Southeastern United States, SERA-IEG-6, 2014, Chapter 4.2 |  | OFFICIAL | CANDIDATE | 2026-04-02T12:00:00Z
SOIL | L_MODV2_SOIL_NA_032 | sodium | NA | Mehlich 2 | Mehlich 2 (0.2 N CH3COOH + 0.015 N NH4F + 0.2 N NH4Cl + 0.012 N HCl) | 0.048611 | m/v | 5 min | ICP-OES, AAS | MEASURED | % | prcnt | PERCENT | http://qudt.org/vocab/unit/PERCENT | NCSU | Mehlich A. 1978. New extractant for soil test evaluation of phosphorus, potassium, magnesium, calcium, sodium, manganese and zinc. Commun Soil Sci Plant Anal 9(6):477-92. |  | OFFICIAL | CANDIDATE | 2026-04-02T12:00:00Z
SOIL | L_MODV2_SOIL_NA_033 | sodium | NA | Mehlich 3 | Mehlich 3 (0.2 N CH3COOH + 0.25 N NH4NO3 + 0.013 N HNO3 + 0.015 N NH4F + 0.001 M EDTA) | 0.048611 | m/v | 5 min | ICP-OES, AAS | MEASURED | % | prcnt | PERCENT | http://qudt.org/vocab/unit/PERCENT | SERA-6, NCERA-13, NECC-1812 | Soil Test Methods From the Southeastern United States, SERA-IEG-6, 2014, Chapter 4.3 |  | OFFICIAL | CANDIDATE | 2026-04-02T12:00:00Z
SOIL | L_MODV2_SOIL_NA_034 | sodium | NA | Plant Root Simulator | Plant Root Simulator - PRS | Saturated paste |  |  | ICP-OES | MEASURED | % | prcnt | PERCENT | http://qudt.org/vocab/unit/PERCENT |  |  |  | EXPERIMENTAL | CANDIDATE | 2026-04-02T12:00:00Z
SOIL | L_MODV2_SOIL_NA_035 | sodium | NA | Resin Extraction - Unibest |  |  |  |  | ICP-OES | MEASURED | % | prcnt | PERCENT | http://qudt.org/vocab/unit/PERCENT |  |  |  | EXPERIMENTAL | CANDIDATE | 2026-04-02T12:00:00Z
SOIL | L_MODV2_SOIL_SAR_001 | sodium adsorption ratio | SAR | Ammonium Acetate | Ammonium Acetate | Calculation | Calculation | Calculation | ICP-OES, AAS | CALCULATION | ratio | ratio | UNITLESS | http://qudt.org/vocab/unit/UNITLESS |  |  |  | EXPERIMENTAL | VALID | 2024-11-13T12:00:00Z | 2026-04-03T12:00:00Z | 2026-04-03: Terminology harmonization — cross-matrix consistency pass.
SOIL | L_MODV2_SOIL_SAR_002 | sodium adsorption ratio | SAR | Slurry | Deionized Water | 0.045139 | m/m |  | ICP-OES, AAS | CALCULATION | ratio | ratio | UNITLESS | http://qudt.org/vocab/unit/UNITLESS |  |  |  | EXPERIMENTAL | VALID | 2024-11-13T12:00:00Z | 2026-04-03T12:00:00Z | 2026-04-03: Terminology harmonization — cross-matrix consistency pass.
SOIL | L_MODV2_SOIL_SAR_003 | sodium adsorption ratio | SAR | Saturated paste | Soil saturated with DI water, subsequent extraction and retained for analysis | Saturated paste | m/m | 4 hrs | Calculation | MEASURED | ratio | ratio | UNITLESS | http://qudt.org/vocab/unit/UNITLESS | USDA, WERA-103 | US Salinity Staff, 1954. L.A Richards (ed.) Diagnosis and improvement of saline alkali soils. 160 p. USDA Handb. 60 US Govt. Print Office, Washington DC. |  | OFFICIAL | VALID | 2024-11-13T12:00:00Z
SOIL | L_MODV2_SOIL_SOLIDS_001 | solids, total | SOLIDS | [5 empty] | Calculation | MEASURED | % | prcnt | PERCENT | http://qudt.org/vocab/unit/PERCENT |  |  |  | EXPERIMENTAL | RETIRED | 2024-11-13T12:00:00Z
SOIL | L_MODV2_SOIL_SS_001 | soluble salts | SS | Saturated paste | Soil saturated with DI water, subsequent extraction and retained for analysis | Saturated paste | m/m | 4 hrs | Electrical Conductivity | MEASURED | mg/kg | mg1kg-1 | MilliGM-PER-KiloGM | http://qudt.org/vocab/unit/MilliGM-PER-KiloGM | USDA | US Salinity Staff, 1954. L.A Richards (ed.) Diagnosis and improvement of saline alkali soils. 160 p. USDA Handb. 60 US Govt. Print Office, Washington DC. |  | OFFICIAL | SUPERSEDED | 2024-11-13T12:00:00Z | 2026-04-02T12:00:00Z | Mass-per-mass/ppm harmonization to percent; was mg/kg
SOIL | L_MODV2_SOIL_SS_002 | soluble salts | SS | Saturated paste | Soil saturated with DI water, subsequent extraction and retained for analysis | Saturated paste | m/m | 4 hrs | Electrical Conductivity | MEASURED | % | prcnt | PERCENT | http://qudt.org/vocab/unit/PERCENT | USDA | US Salinity Staff, 1954. L.A Richards (ed.) Diagnosis and improvement of saline alkali soils. 160 p. USDA Handb. 60 US Govt. Print Office, Washington DC. |  | OFFICIAL | CANDIDATE | 2026-04-02T12:00:00Z
SOIL | L_MODV2_SOIL_SSINDEX_001 | soluble salts index | SSINDEX | [5 empty] | Calculation | CALCULATION |  | none | UNITLESS | Needs QUDT Discussion |  |  |  | EXPERIMENTAL | RETIRED | 2024-11-13T12:00:00Z
SOIL | L_MODV2_SOIL_SR_001 | strontium | SR | EPA 3050 | EPA 3050 Digestion (HNO3, H2O2), EPA 6010B (ICP-OES) | 0.052083 | m/v | Heat to 95C, reflux for 15 minutes, cool, then add 5 mL HNO3 and reflux for 30 minutes. Repeat last step as required. | ICP-OES | MEASURED | mg/kg | mg1kg-1 | MilliGM-PER-KiloGM | http://qudt.org/vocab/unit/MilliGM-PER-KiloGM | US-EPA | U.S. EPA. 1996. “Method 3050B: Acid Digestion of Sediments, Sludges, and Soils,” Revision 2. Washington, DC. / EPA Method 3050B (SW-846): Acid Digestion of Sediments, Sludges, and Soils, 1996. |  | OFFICIAL | SUPERSEDED | 2024-11-13T12:00:00Z | 2026-04-03T12:00:00Z | Mass-per-mass/ppm harmonization to percent; was mg/kg; Reagent abbreviation: "EPA 3050 Digestion (Nitric Acid, Hydroge" → "EPA 3050 Digestion (HNO3, H2O2), EPA 601" ¦ 2026-04-03: Final audit fixes applied | Extraction ratio may vary
SOIL | L_MODV2_SOIL_SR_002 | strontium | SR | Mehlich 3 | Mehlich 3 (0.2 N CH3COOH + 0.25 N NH4NO3 + 0.013 N HNO3 + 0.015 N NH4F + 0.001 M EDTA) | 0.048611 | m/v | 5 min | ICP-OES, AAS | MEASURED | mg/kg | mg1kg-1 | MilliGM-PER-KiloGM | http://qudt.org/vocab/unit/MilliGM-PER-KiloGM |  |  |  | PROVISIONAL | SUPERSEDED | 2024-11-13T12:00:00Z | 2026-04-03T12:00:00Z | Mass-per-mass/ppm harmonization to percent; was mg/kg ¦ 2026-04-03: Terminology harmonization — cross-matrix consistency pass. ¦ 2026-04-03: Terminology and chemical naming standardization pass.
SOIL | L_MODV2_SOIL_SR_003 | strontium | SR | EPA 3050 | EPA 3050 Digestion (HNO3, H2O2), EPA 6010B (ICP-OES) | 0.052083 | m/v | Heat to 95C, reflux for 15 minutes, cool, then add 5 mL HNO3 and reflux for 30 minutes. Repeat last step as required. | ICP-OES | MEASURED | % | prcnt | PERCENT | http://qudt.org/vocab/unit/PERCENT | US-EPA | U.S. EPA. 1996. “Method 3050B: Acid Digestion of Sediments, Sludges, and Soils,” Revision 2. Washington, DC. / EPA Method 3050B (SW-846): Acid Digestion of Sediments, Sludges, and Soils, 1996. |  | OFFICIAL | CANDIDATE | 2026-04-02T12:00:00Z |  |  | Extraction ratio may vary
SOIL | L_MODV2_SOIL_SR_004 | strontium | SR | Mehlich 3 | Mehlich 3 (0.2 N CH3COOH + 0.25 N NH4NO3 + 0.013 N HNO3 + 0.015 N NH4F + 0.001 M EDTA) | 0.048611 | m/v | 5 min | ICP-OES, AAS | MEASURED | % | prcnt | PERCENT | http://qudt.org/vocab/unit/PERCENT |  |  |  | PROVISIONAL | CANDIDATE | 2026-04-02T12:00:00Z
SOIL | L_MODV2_SOIL_SO4S_001 | sulfate-sulfur | SO4S | Calcium Phosphate | Calcium Phosphate | 0.00072338 | m/v | 30 min | Turbidimetric | MEASURED | mg/kg | mg1kg-1 | MilliGM-PER-KiloGM | http://qudt.org/vocab/unit/MilliGM-PER-KiloGM | NCERA-13 | https://extension.missouri.edu/media/wysiwyg/Extensiondata/Pub/pdf/specialb/sb1001.pdf |  | OFFICIAL | SUPERSEDED | 2024-11-13T12:00:00Z | 2026-04-02T12:00:00Z | Mass-per-mass/ppm harmonization to percent; was mg/kg
SOIL | L_MODV2_SOIL_SO4S_002 | sulfate-sulfur | SO4S | Calcium Phosphate | Calcium Phosphate | 0.00072338 | m/v | 30 min | Turbidimetric | MEASURED | mg/kg | mg1kg-1 | MilliGM-PER-KiloGM | http://qudt.org/vocab/unit/MilliGM-PER-KiloGM | NCERA-13 | https://extension.missouri.edu/media/wysiwyg/Extensiondata/Pub/pdf/specialb/sb1001.pdf |  | OFFICIAL | SUPERSEDED | 2024-11-13T12:00:00Z | 2026-04-02T12:00:00Z | Mass-per-mass/ppm harmonization to percent; was mg/kg
SOIL | L_MODV2_SOIL_SO4S_003 | sulfate-sulfur | SO4S | Slurry | Deionized Water | 0.042361 | m/v |  | XRF-IMP | MEASURED | mg/kg | mg1kg-1 | MilliGM-PER-KiloGM | http://qudt.org/vocab/unit/MilliGM-PER-KiloGM |  |  |  | EXPERIMENTAL | SUPERSEDED | 2024-11-13T12:00:00Z | 2026-04-02T12:00:00Z | Mass-per-mass/ppm harmonization to percent; was mg/kg
SOIL | L_MODV2_SOIL_SO4S_004 | sulfate-sulfur | SO4S | Slurry | Deionized Water | 0.042361 | m/v |  | Turbidimetric | MEASURED | meq/L | meq1l-1 | Needs QUDT Discussion | Needs QUDT Discussion |  |  |  | EXPERIMENTAL | VALID | 2024-11-13T12:00:00Z
SOIL | L_MODV2_SOIL_SO4S_005 | sulfate-sulfur | SO4S | EPA 300.0 | Deionized water - EPA 300.0 | 0.048611 | m/v | 10 min | Ion Chromatography | MEASURED | mg/L | mg1L-1 | MilliGM-PER-L | http://qudt.org/vocab/unit/MilliGM-PER-L | US-EPA | EPA 300.0 Determination of Inorganic Anions by Ion Chromatography, Revision 2.1, August 1993. |  | OFFICIAL | VALID | 2024-11-13T12:00:00Z
SOIL | L_MODV2_SOIL_SO4S_006 | sulfate-sulfur | SO4S | Saturated paste | Soil saturated with DI water, subsequent extraction and retained for analysis | Saturated paste | m/m | 4 hrs | Ion Chromatography | MEASURED | meq/L | meq1l-1 | Needs QUDT Discussion | Needs QUDT Discussion | USDA | US Salinity Staff, 1954. L.A Richards (ed.) Diagnosis and improvement of saline alkali soils. 160 p. USDA Handb. 60 US Govt. Print Office, Washington DC. |  | PROVISIONAL | VALID | 2024-11-13T12:00:00Z
SOIL | L_MODV2_SOIL_SO4S_007 | sulfate-sulfur | SO4S | Saturated paste | Soil saturated with DI water, subsequent extraction and retained for analysis | Saturated paste | m/m | 4 hrs | Turbidimetric | MEASURED | meq/L | meq1l-1 | Needs QUDT Discussion | Needs QUDT Discussion | USDA | US Salinity Staff, 1954. L.A Richards (ed.) Diagnosis and improvement of saline alkali soils. 160 p. USDA Handb. 60 US Govt. Print Office, Washington DC. |  | OFFICIAL | VALID | 2024-11-13T12:00:00Z
SOIL | L_MODV2_SOIL_SO4S_008 | sulfate-sulfur | SO4S | Calcium Phosphate | Calcium Phosphate | 0.00072338 | m/v | 30 min | Turbidimetric | MEASURED | % | prcnt | PERCENT | http://qudt.org/vocab/unit/PERCENT | NCERA-13 | https://extension.missouri.edu/media/wysiwyg/Extensiondata/Pub/pdf/specialb/sb1001.pdf |  | OFFICIAL | CANDIDATE | 2026-04-02T12:00:00Z
SOIL | L_MODV2_SOIL_SO4S_009 | sulfate-sulfur | SO4S | Calcium Phosphate | Calcium Phosphate | 0.00072338 | m/v | 30 min | Turbidimetric | MEASURED | % | prcnt | PERCENT | http://qudt.org/vocab/unit/PERCENT | NCERA-13 | https://extension.missouri.edu/media/wysiwyg/Extensiondata/Pub/pdf/specialb/sb1001.pdf |  | OFFICIAL | CANDIDATE | 2026-04-02T12:00:00Z
SOIL | L_MODV2_SOIL_SO4S_010 | sulfate-sulfur | SO4S | Slurry | Deionized Water | 0.042361 | m/v |  | XRF-IMP | MEASURED | % | prcnt | PERCENT | http://qudt.org/vocab/unit/PERCENT |  |  |  | EXPERIMENTAL | CANDIDATE | 2026-04-02T12:00:00Z
SOIL | L_MODV2_SOIL_S_001 | sulfur | S | Ammonium Acetate | 1.0 N Ammonium Acetate, pH 7.0 | 0.048611 | m/v | 5 min | ICP-OES | MEASURED | mg/kg | mg1kg-1 | MilliGM-PER-KiloGM | http://qudt.org/vocab/unit/MilliGM-PER-KiloGM | NCERA-13 | North Central Regional Research Publication No. 221 (Revised 2015), Chapter 7, pp 7.1-7.3 |  | PROVISIONAL | SUPERSEDED | 2024-11-13T12:00:00Z | 2026-04-02T12:00:00Z | Mass-per-mass/ppm harmonization to percent; was mg/kg
SOIL | L_MODV2_SOIL_S_002 | sulfur | S | Ammonium Acetate | 1.0 N Ammonium Acetate, pH 7.0 | 0.048611 | m/v | 5 min | ICP-OES | MEASURED | mg/kg | mg1kg-1 | MilliGM-PER-KiloGM | http://qudt.org/vocab/unit/MilliGM-PER-KiloGM | NCERA-13 | North Central Regional Research Publication No. 221 (Revised 2015), Chapter 7, pp 7.1-7.3 |  | PROVISIONAL | SUPERSEDED | 2024-11-13T12:00:00Z | 2026-04-02T12:00:00Z | Mass-per-mass/ppm harmonization to percent; was mg/kg
SOIL | L_MODV2_SOIL_S_003 | sulfur | S | Ammonium Acetate |  |  |  |  | ICP-OES | MEASURED | mg/kg | mg1kg-1 | MilliGM-PER-KiloGM | http://qudt.org/vocab/unit/MilliGM-PER-KiloGM |  |  |  | EXPERIMENTAL | SUPERSEDED | 2024-11-13T12:00:00Z | 2026-04-02T12:00:00Z | Mass-per-mass/ppm harmonization to percent; was mg/kg
SOIL | L_MODV2_SOIL_S_004 | sulfur | S | Calcium Chloride | Calcium Chloride |  | m/v |  | ICP-OES | MEASURED | mg/kg | mg1kg-1 | MilliGM-PER-KiloGM | http://qudt.org/vocab/unit/MilliGM-PER-KiloGM |  |  |  | EXPERIMENTAL | SUPERSEDED | 2024-11-13T12:00:00Z | 2026-04-02T12:00:00Z | Mass-per-mass/ppm harmonization to percent; was mg/kg
SOIL | L_MODV2_SOIL_S_005 | sulfur | S | Calcium Chloride | Calcium Chloride |  | m/v | 30 min | ICP-OES | MEASURED | mg/kg | mg1kg-1 | MilliGM-PER-KiloGM | http://qudt.org/vocab/unit/MilliGM-PER-KiloGM |  | Shirisha, K., K.L. Sahrawat, K.V.S. Murthy, S.P. Wani, P.N. Gajbhiye, and S. Kundu. 2010. Comparative evaluation of ICP-AES and turbidimetric methods for determining extractable sulfur in soils. Jour. Indian Soc. Soil Sci. 58:323-326. |  | PROVISIONAL | SUPERSEDED | 2024-11-13T12:00:00Z | 2026-04-02T12:00:00Z | Mass-per-mass/ppm harmonization to percent; was mg/kg
SOIL | L_MODV2_SOIL_S_006 | sulfur | S | Calcium Chloride | 0.01 M CaCl2 | 0.048611 | m/v | 120 min | ICP-OES | MEASURED | mg/kg | mg1kg-1 | MilliGM-PER-KiloGM | http://qudt.org/vocab/unit/MilliGM-PER-KiloGM | WEPAL | Houba, V.J.G.; Novozamsky, I.; Lexmond, T.M.; Van der Lee, J.J., 2008. Applicability of 0.01 M CaCl2 as a single extraction solution for the assessment of the nutrient status of soils and other diagnostic purposes. Communications in Soil Science and Plant Analysis, Volume 21, 1990 - Issue 19-20. |  | OFFICIAL | SUPERSEDED | 2024-11-13T12:00:00Z | 2026-04-02T12:00:00Z | Mass-per-mass/ppm harmonization to percent; was mg/kg
SOIL | L_MODV2_SOIL_S_007 | sulfur | S | Calcium Phosphate | Calcium Phosphate | 0.00072338 | m/v | 30 min | ICP-OES | MEASURED | mg/kg | mg1kg-1 | MilliGM-PER-KiloGM | http://qudt.org/vocab/unit/MilliGM-PER-KiloGM | NCERA-13 | https://extension.missouri.edu/media/wysiwyg/Extensiondata/Pub/pdf/specialb/sb1001.pdf |  | OFFICIAL | SUPERSEDED | 2024-11-13T12:00:00Z | 2026-04-02T12:00:00Z | Mass-per-mass/ppm harmonization to percent; was mg/kg
SOIL | L_MODV2_SOIL_S_008 | sulfur | S | Calcium Phosphate | Calcium Phosphate | 0.00072338 | m/v | 30 min | ICP-OES | MEASURED | mg/kg | mg1kg-1 | MilliGM-PER-KiloGM | http://qudt.org/vocab/unit/MilliGM-PER-KiloGM | NCERA-13 | https://extension.missouri.edu/media/wysiwyg/Extensiondata/Pub/pdf/specialb/sb1001.pdf |  | OFFICIAL | SUPERSEDED | 2024-11-13T12:00:00Z | 2026-04-02T12:00:00Z | Mass-per-mass/ppm harmonization to percent; was mg/kg
SOIL | L_MODV2_SOIL_S_009 | sulfur | S | Oxygen Combustion | O2 |  |  |  | Combustion Analyzer | MEASURED | % | prcnt | PERCENT | http://qudt.org/vocab/unit/PERCENT |  |  |  | EXPERIMENTAL | VALID | 2024-11-13T12:00:00Z | 2026-04-03T12:00:00Z | Combustion method renamed for S analyte: "Combustion" → "Oxygen Combustion" ¦ 2026-04-03: Final audit fixes applied
SOIL | L_MODV2_SOIL_S_010 | sulfur | S | Slurry | Deionized Water | 0.045139 | m/v |  | ICP-OES | MEASURED | mg/kg | mg1kg-1 | MilliGM-PER-KiloGM | http://qudt.org/vocab/unit/MilliGM-PER-KiloGM |  |  |  | EXPERIMENTAL | SUPERSEDED | 2024-11-13T12:00:00Z | 2026-04-02T12:00:00Z | Mass-per-mass/ppm harmonization to percent; was mg/kg
SOIL | L_MODV2_SOIL_S_011 | sulfur | S | Slurry | Deionized Water | 0.042361 | m/v |  | ICP-OES | MEASURED | meq/L | meq1l-1 | Needs QUDT Discussion | Needs QUDT Discussion |  |  |  | EXPERIMENTAL | VALID | 2024-11-13T12:00:00Z
SOIL | L_MODV2_SOIL_S_012 | sulfur | S | Slurry | Deionized Water | 0.042361 | m/v |  | ICP-OES | MEASURED | mg/kg | mg1kg-1 | MilliGM-PER-KiloGM | http://qudt.org/vocab/unit/MilliGM-PER-KiloGM |  |  |  | EXPERIMENTAL | SUPERSEDED | 2024-11-13T12:00:00Z | 2026-04-02T12:00:00Z | Mass-per-mass/ppm harmonization to percent; was mg/kg
SOIL | L_MODV2_SOIL_S_013 | sulfur | S | Slurry | Deionized Water | 0.055556 | m/v |  | ICP-OES | MEASURED | mg/kg | mg1kg-1 | MilliGM-PER-KiloGM | http://qudt.org/vocab/unit/MilliGM-PER-KiloGM |  |  |  | EXPERIMENTAL | SUPERSEDED | 2024-11-13T12:00:00Z | 2026-04-02T12:00:00Z | Mass-per-mass/ppm harmonization to percent; was mg/kg
SOIL | L_MODV2_SOIL_S_014 | sulfur | S | Slurry | Deionized Water | 0.045139 | m/v |  | XRF-IMP | MEASURED | mg/kg | mg1kg-1 | MilliGM-PER-KiloGM | http://qudt.org/vocab/unit/MilliGM-PER-KiloGM |  |  |  | EXPERIMENTAL | SUPERSEDED | 2024-11-13T12:00:00Z | 2026-04-02T12:00:00Z | Mass-per-mass/ppm harmonization to percent; was mg/kg
SOIL | L_MODV2_SOIL_S_015 | sulfur | S | DTPA-Sorbitol | DTPA-Sorbitol (0.005 M DTPA, 0.01 M CaCl2 and 0.10 M Triethanolamine and 0.20 M of Sorbitol, adjusted to pH 7.3 and .) | 0.043056 | m/v | 120 min | ICP-OES | MEASURED | mg/kg | mg1kg-1 | MilliGM-PER-KiloGM | http://qudt.org/vocab/unit/MilliGM-PER-KiloGM | WERA-103, SERA 6 | Soil, Plant and Water Reference Methods for the Western Region, 4th Edition, 2013, WERA-103. Method S-6.12 |  | PROVISIONAL | SUPERSEDED | 2024-11-13T12:00:00Z | 2026-04-03T12:00:00Z | Mass-per-mass/ppm harmonization to percent; was mg/kg ¦ 2026-04-03: Terminology and chemical naming standardization pass.
SOIL | L_MODV2_SOIL_S_016 | sulfur | S | EPA 3050 | EPA 3050 Digestion (HNO3, H2O2), EPA 6010B (ICP-OES) | 0.052083 | m/v | Heat to 95C, reflux for 15 minutes, cool, then add 5 mL HNO3 and reflux for 30 minutes. Repeat last step as required. | ICP-OES | MEASURED | mg/kg | mg1kg-1 | MilliGM-PER-KiloGM | http://qudt.org/vocab/unit/MilliGM-PER-KiloGM | US-EPA | U.S. EPA. 1996. “Method 3050B: Acid Digestion of Sediments, Sludges, and Soils,” Revision 2. Washington, DC. / EPA Method 3050B (SW-846): Acid Digestion of Sediments, Sludges, and Soils, 1996. |  | OFFICIAL | SUPERSEDED | 2024-11-13T12:00:00Z | 2026-04-03T12:00:00Z | Mass-per-mass/ppm harmonization to percent; was mg/kg; Reagent abbreviation: "EPA 3050 Digestion (Nitric Acid, Hydroge" → "EPA 3050 Digestion (HNO3, H2O2), EPA 601" ¦ 2026-04-03: Final audit fixes applied | Extraction ratio may vary
SOIL | L_MODV2_SOIL_S_017 | sulfur | S | EPA 3050A/B | EPA 3050A/B Digestion (HNO3, HCl), EPA 6010B (ICP-OES) | 0.052083 | m/v | Heat to 95C, reflux for 15 minutes, cool, then add 5 mL HNO3 and reflux for 30 minutes. Repeat last step as required. | ICP-OES | MEASURED | mg/kg | mg1kg-1 | MilliGM-PER-KiloGM | http://qudt.org/vocab/unit/MilliGM-PER-KiloGM | US-EPA | U.S. EPA. 1996. “Method 3050B: Acid Digestion of Sediments, Sludges, and Soils,” Revision 2. Washington, DC. / EPA Method 3050B (SW-846): Acid Digestion of Sediments, Sludges, and Soils, 1996. |  | OFFICIAL | SUPERSEDED | 2024-11-13T12:00:00Z | 2026-04-03T12:00:00Z | Mass-per-mass/ppm harmonization to percent; was mg/kg; Reagent abbreviation: "EPA 3050A/B Digestion (Nitric Acid, Hydr" → "EPA 3050A/B Digestion (HNO3, HCl), EPA 6" ¦ 2026-04-03: Final audit fixes applied | Extraction ratio may vary
SOIL | L_MODV2_SOIL_S_018 | sulfur | S | EPA 3051A/B | EPA 3051A/B Microwave Digestion (HNO3, HCl), EPA 6010B (ICP-OES) | 0.048611 |  |  |  | MEASURED | mg/kg | mg1kg-1 | MilliGM-PER-KiloGM | http://qudt.org/vocab/unit/MilliGM-PER-KiloGM | US-EPA |  |  | OFFICIAL | SUPERSEDED | 2024-11-13T12:00:00Z | 2026-04-02T12:00:00Z | Mass-per-mass/ppm harmonization to percent; was mg/kg; Reagent abbreviation: "EPA 3051A/B Microwave Digestion (Nitric " → "EPA 3051A/B Microwave Digestion (HNO3, H"
SOIL | L_MODV2_SOIL_S_019 | sulfur | S | EPA 3052 | EPA 3052 Microwave Digestion (HNO3, HF), EPA 6010B (ICP-OES) | 0.048611 |  |  |  | MEASURED | mg/kg | mg1kg-1 | MilliGM-PER-KiloGM | http://qudt.org/vocab/unit/MilliGM-PER-KiloGM | US-EPA |  |  | OFFICIAL | SUPERSEDED | 2024-11-13T12:00:00Z | 2026-04-02T12:00:00Z | Mass-per-mass/ppm harmonization to percent; was mg/kg; Reagent abbreviation: "EPA 3052 MIcrowave Digestion (Nitric Aci" → "EPA 3052 Microwave Digestion (HNO3, HF),"
SOIL | L_MODV2_SOIL_S_020 | sulfur | S | H3A-1 | H3A-1 Extractant (H3A-1 0.0024 M citric acid + 0.004 M oxalic acid + 0.004 M malic acid at pH 3.75 ) | 0.048611 | m/v | 10 min | ICP-OES | MEASURED | mg/L | mg1L-1 | MilliGM-PER-L | http://qudt.org/vocab/unit/MilliGM-PER-L |  | Haney, R. L., et al. "Modifications to the new soil extractant H3A-1: A multinutrient extractant." Communications in soil science and plant analysis 41.12 (2010): 1513-1523. |  | PROVISIONAL | VALID | 2024-11-13T12:00:00Z
SOIL | L_MODV2_SOIL_S_021 | sulfur | S | H3A-1 | H3A-1 Extractant (H3A-1 0.0024 M citric acid + 0.004 M oxalic acid + 0.004 M malic acid at pH 3.75 ) | 0.048611 | m/v | 10 min | ICP-OES | MEASURED | mg/kg | mg1kg-1 | MilliGM-PER-KiloGM | http://qudt.org/vocab/unit/MilliGM-PER-KiloGM |  | Haney, R. L., et al. "Modifications to the new soil extractant H3A-1: A multinutrient extractant." Communications in soil science and plant analysis 41.12 (2010): 1513-1523. |  | PROVISIONAL | SUPERSEDED | 2024-11-13T12:00:00Z | 2026-04-02T12:00:00Z | Mass-per-mass/ppm harmonization to percent; was mg/kg
SOIL | L_MODV2_SOIL_S_022 | sulfur | S | Ion Exchange Resin | Resin Extraction - Unibest (0.5 M HCl) | Saturated paste | m/v | Varies | ICP-OES | MEASURED | mg/kg | mg1kg-1 | MilliGM-PER-KiloGM | http://qudt.org/vocab/unit/MilliGM-PER-KiloGM | UniBest, Inc | https://www.unibestinc.com/about |  | PROPRIETARY | SUPERSEDED | 2024-11-13T12:00:00Z | 2026-04-02T12:00:00Z | Mass-per-mass/ppm harmonization to percent; was mg/kg
SOIL | L_MODV2_SOIL_S_023 | sulfur | S | Ion Exchange Resin | Resin Extraction - Unibest (0.5 M HCl) | Saturated paste | variable | 24 hrs | ICP-OES | MEASURED | mg/kg | mg1kg-1 | MilliGM-PER-KiloGM | http://qudt.org/vocab/unit/MilliGM-PER-KiloGM | UniBest, Inc | https://www.unibestinc.com/about |  | PROPRIETARY | SUPERSEDED | 2024-11-13T12:00:00Z | 2026-04-02T12:00:00Z | Mass-per-mass/ppm harmonization to percent; was mg/kg
SOIL | L_MODV2_SOIL_S_024 | sulfur | S | Ion Exchange Resin | Resin Extraction - Unibest (0.5 M HCl) | Saturated paste | variable | 24 hrs | ICP-OES | MEASURED | mg/kg | mg1kg-1 | MilliGM-PER-KiloGM | http://qudt.org/vocab/unit/MilliGM-PER-KiloGM | UniBest, Inc | https://www.unibestinc.com/about |  | PROPRIETARY | SUPERSEDED | 2024-11-13T12:00:00Z | 2026-04-02T12:00:00Z | Mass-per-mass/ppm harmonization to percent; was mg/kg
SOIL | L_MODV2_SOIL_S_025 | sulfur | S | Lancaster | Lancaster Extraction (Solution A:0.05 M HCl, Solution B: 1.57 M glacial acetic acid, 0.063 M malonic acid, 0.089 M malic acid, 0.032 M ammonium fluoride, 0.012 M aluminum chloride hexahydrate) | 0.045139 | m/v | Soil+Solution A, sit for 10 minutes. Add Solution B, shake for 10 minutes | ICP-OES | MEASURED | mg/L | mg1L-1 | MilliGM-PER-L | http://qudt.org/vocab/unit/MilliGM-PER-L | SERA-6 | Soil Test Methods From the Southeastern United States, SERA-IEG-6, 2014, Chapter 4.4 |  | OFFICIAL | VALID | 2024-11-13T12:00:00Z
SOIL | L_MODV2_SOIL_S_026 | sulfur | S | Mehlich 3 | Mehlich 3 (0.2 N CH3COOH + 0.25 N NH4NO3 + 0.013 N HNO3 + 0.015 N NH4F + 0.001 M EDTA) | 0.048611 | m/v | 5 min | ICP-OES | MEASURED | mg/kg | mg1kg-1 | MilliGM-PER-KiloGM | http://qudt.org/vocab/unit/MilliGM-PER-KiloGM | SERA-6, NCERA-13, NECC-1812 | Soil Test Methods From the Southeastern United States, SERA-IEG-6, 2014, Chapter 4.3 |  | PROVISIONAL | SUPERSEDED | 2024-11-13T12:00:00Z | 2026-04-03T12:00:00Z | Mass-per-mass/ppm harmonization to percent; was mg/kg ¦ 2026-04-03: Terminology and chemical naming standardization pass.
SOIL | L_MODV2_SOIL_S_027 | sulfur | S | Mehlich 3 | Mehlich 3 (0.2 N CH3COOH + 0.25 N NH4NO3 + 0.013 N HNO3 + 0.015 N NH4F + 0.001 M EDTA) | 0.048611 | v/v | 5 min | ICP-OES | MEASURED | mg/L | mg1L-1 | MilliGM-PER-L | http://qudt.org/vocab/unit/MilliGM-PER-L | SERA-6 | Soil Test Methods From the Southeastern United States, SERA-IEG-6, 2014, Chapter 4.3 |  | PROVISIONAL | VALID | 2024-11-13T12:00:00Z | 2026-04-03T12:00:00Z | 2026-04-03: Terminology and chemical naming standardization pass.
SOIL | L_MODV2_SOIL_S_028 | sulfur | S | Modified Morgan | Modified Morgan (0.62 N NH4OH + 1.25 N CH3COOH) | 0.048611 | m/v | 15 min | ICP-OES | MEASURED | mg/kg | mg1kg-1 | MilliGM-PER-KiloGM | http://qudt.org/vocab/unit/MilliGM-PER-KiloGM | NECC-1812 | Recommended Soil Testing Procedures for the Northeastern United States, NECC-1812 Publication No. 493, 3rd Edition, 2011, Chapter 5. |  | PROVISIONAL | SUPERSEDED | 2024-11-13T12:00:00Z | 2026-04-02T12:00:00Z | Mass-per-mass/ppm harmonization to percent; was mg/kg
SOIL | L_MODV2_SOIL_S_029 | sulfur | S | Modified Morgan | Modified Morgan | 0.044444 | v/v | 15 min | ICP-OES | MEASURED | mg/kg | mg1kg-1 | MilliGM-PER-KiloGM | http://qudt.org/vocab/unit/MilliGM-PER-KiloGM | NECC-1812 | Recommended Soil Testing Procedures for the Northeastern United States, NECC-1812 Publication No. 493, 3rd Edition, 2011, Chapter 5. |  | PROVISIONAL | SUPERSEDED | 2024-11-13T12:00:00Z | 2026-04-02T12:00:00Z | Mass-per-mass/ppm harmonization to percent; was mg/kg
SOIL | L_MODV2_SOIL_S_030 | sulfur | S | Nitric Acid |  |  |  |  | ICP-OES | MEASURED | % | prcnt | PERCENT | http://qudt.org/vocab/unit/PERCENT |  |  |  | EXPERIMENTAL | RETIRED | 2024-11-13T12:00:00Z | 2026-04-02T12:00:00Z | Analyte Measurement Method clarified: ICP → ICP-OES
SOIL | L_MODV2_SOIL_S_031 | sulfur | S | Plant Root Simulator | Plant Root Simulator - PRS | Saturated paste | in situ probe | 180 min | ICP-OES | MEASURED | mg/m2 | mg1[m2]-1 | MilliGM-PER-M2 | http://qudt.org/vocab/unit/MilliGM-PER-M2 | Western Ag Innovations | 2013. Ion Supply Rates Using PRS® Probes, pp. 1149-152 in R. O. Miller, R Gavlak and D Horneck, eds. Soil, Plant and Water Reference Methods for the Western Region. WREP-125, 4th Edition. |  | PROPRIETARY | VALID | 2024-11-13T12:00:00Z
SOIL | L_MODV2_SOIL_S_032 | sulfur | S | Plant Root Simulator | Plant Root Simulator - PRS | Saturated paste | in situ probe | 24 hrs | ICP-OES | MEASURED | mg/m2 | mg1[m2]-1 | MilliGM-PER-M2 | http://qudt.org/vocab/unit/MilliGM-PER-M2 | Western Ag Innovations | 2013. Ion Supply Rates Using PRS® Probes, pp. 1149-152 in R. O. Miller, R Gavlak and D Horneck, eds. Soil, Plant and Water Reference Methods for the Western Region. WREP-125, 4th Edition. |  | PROPRIETARY | VALID | 2024-11-13T12:00:00Z
SOIL | L_MODV2_SOIL_S_033 | sulfur | S | Plant Root Simulator | Plant Root Simulator - PRS | Saturated paste | in situ probe | 24 hrs | ICP-OES | MEASURED | mg/m2 | mg1[m2]-1 | MilliGM-PER-M2 | http://qudt.org/vocab/unit/MilliGM-PER-M2 | Western Ag Innovations | 2013. Ion Supply Rates Using PRS® Probes, pp. 1149-152 in R. O. Miller, R Gavlak and D Horneck, eds. Soil, Plant and Water Reference Methods for the Western Region. WREP-125, 4th Edition. |  | PROPRIETARY | VALID | 2024-11-13T12:00:00Z
SOIL | L_MODV2_SOIL_S_034 | sulfur | S | Potassium Chloride | 0.25 M KCl at 40 C |  | m/v |  | ICP-OES | MEASURED | mg/L | mg1L-1 | MilliGM-PER-L | http://qudt.org/vocab/unit/MilliGM-PER-L |  | Blair, Graeme J., et al. "Sulfur soil testing." Plant and soil 155.1 (1993): 383-386. |  | PROVISIONAL | VALID | 2024-11-13T12:00:00Z | 2026-04-03T12:00:00Z | 2026-04-03: Terminology and chemical naming standardization pass.
SOIL | L_MODV2_SOIL_S_035 | sulfur | S | Potassium Chloride | 1.0 N KCl |  | m/v |  | ICP-OES | MEASURED | mg/kg | mg1kg-1 | MilliGM-PER-KiloGM | http://qudt.org/vocab/unit/MilliGM-PER-KiloGM |  |  |  | EXPERIMENTAL | SUPERSEDED | 2024-11-13T12:00:00Z | 2026-04-02T12:00:00Z | Mass-per-mass/ppm harmonization to percent; was mg/kg
SOIL | L_MODV2_SOIL_S_036 | sulfur | S | Saturated paste | Soil saturated with DI water, subsequent extraction and retained for analysis | Saturated paste | m/m | 4 hrs | ICP-OES | MEASURED | meq/L | meq1l-1 | Needs QUDT Discussion | Needs QUDT Discussion | USDA | US Salinity Staff, 1954. L.A Richards (ed.) Diagnosis and improvement of saline alkali soils. 160 p. USDA Handb. 60 US Govt. Print Office, Washington DC. |  | OFFICIAL | VALID | 2024-11-13T12:00:00Z
SOIL | L_MODV2_SOIL_S_037 | sulfur | S | Ammonium Acetate | 1.0 N Ammonium Acetate, pH 7.0 | 0.048611 | m/v | 5 min | ICP-OES | MEASURED | % | prcnt | PERCENT | http://qudt.org/vocab/unit/PERCENT | NCERA-13 | North Central Regional Research Publication No. 221 (Revised 2015), Chapter 7, pp 7.1-7.3 |  | PROVISIONAL | CANDIDATE | 2026-04-02T12:00:00Z
SOIL | L_MODV2_SOIL_S_038 | sulfur | S | Ammonium Acetate | 1.0 N Ammonium Acetate, pH 7.0 | 0.048611 | m/v | 5 min | ICP-OES | MEASURED | % | prcnt | PERCENT | http://qudt.org/vocab/unit/PERCENT | NCERA-13 | North Central Regional Research Publication No. 221 (Revised 2015), Chapter 7, pp 7.1-7.3 |  | PROVISIONAL | CANDIDATE | 2026-04-02T12:00:00Z
SOIL | L_MODV2_SOIL_S_039 | sulfur | S | Ammonium Acetate |  |  |  |  | ICP-OES | MEASURED | % | prcnt | PERCENT | http://qudt.org/vocab/unit/PERCENT |  |  |  | EXPERIMENTAL | CANDIDATE | 2026-04-02T12:00:00Z
SOIL | L_MODV2_SOIL_S_040 | sulfur | S | Calcium Chloride | Calcium Chloride |  | m/v |  | ICP-OES | MEASURED | % | prcnt | PERCENT | http://qudt.org/vocab/unit/PERCENT |  |  |  | EXPERIMENTAL | CANDIDATE | 2026-04-02T12:00:00Z
SOIL | L_MODV2_SOIL_S_041 | sulfur | S | Calcium Chloride | Calcium Chloride |  | m/v | 30 min | ICP-OES | MEASURED | % | prcnt | PERCENT | http://qudt.org/vocab/unit/PERCENT |  | Shirisha, K., K.L. Sahrawat, K.V.S. Murthy, S.P. Wani, P.N. Gajbhiye, and S. Kundu. 2010. Comparative evaluation of ICP-AES and turbidimetric methods for determining extractable sulfur in soils. Jour. Indian Soc. Soil Sci. 58:323-326. |  | PROVISIONAL | CANDIDATE | 2026-04-02T12:00:00Z
SOIL | L_MODV2_SOIL_S_042 | sulfur | S | Calcium Chloride | 0.01 M CaCl2 | 0.048611 | m/v | 120 min | ICP-OES | MEASURED | % | prcnt | PERCENT | http://qudt.org/vocab/unit/PERCENT | WEPAL | Houba, V.J.G.; Novozamsky, I.; Lexmond, T.M.; Van der Lee, J.J., 2008. Applicability of 0.01 M CaCl2 as a single extraction solution for the assessment of the nutrient status of soils and other diagnostic purposes. Communications in Soil Science and Plant Analysis, Volume 21, 1990 - Issue 19-20. |  | OFFICIAL | CANDIDATE | 2026-04-02T12:00:00Z
SOIL | L_MODV2_SOIL_S_043 | sulfur | S | Calcium Phosphate | Calcium Phosphate | 0.00072338 | m/v | 30 min | ICP-OES | MEASURED | % | prcnt | PERCENT | http://qudt.org/vocab/unit/PERCENT | NCERA-13 | https://extension.missouri.edu/media/wysiwyg/Extensiondata/Pub/pdf/specialb/sb1001.pdf |  | OFFICIAL | CANDIDATE | 2026-04-02T12:00:00Z
SOIL | L_MODV2_SOIL_S_044 | sulfur | S | Calcium Phosphate | Calcium Phosphate | 0.00072338 | m/v | 30 min | ICP-OES | MEASURED | % | prcnt | PERCENT | http://qudt.org/vocab/unit/PERCENT | NCERA-13 | https://extension.missouri.edu/media/wysiwyg/Extensiondata/Pub/pdf/specialb/sb1001.pdf |  | OFFICIAL | CANDIDATE | 2026-04-02T12:00:00Z
SOIL | L_MODV2_SOIL_S_045 | sulfur | S | Slurry | Deionized Water | 0.045139 | m/v |  | ICP-OES | MEASURED | % | prcnt | PERCENT | http://qudt.org/vocab/unit/PERCENT |  |  |  | EXPERIMENTAL | CANDIDATE | 2026-04-02T12:00:00Z
SOIL | L_MODV2_SOIL_S_046 | sulfur | S | Slurry | Deionized Water | 0.042361 | m/v |  | ICP-OES | MEASURED | % | prcnt | PERCENT | http://qudt.org/vocab/unit/PERCENT |  |  |  | EXPERIMENTAL | CANDIDATE | 2026-04-02T12:00:00Z
SOIL | L_MODV2_SOIL_S_047 | sulfur | S | Slurry | Deionized Water | 0.055556 | m/v |  | ICP-OES | MEASURED | % | prcnt | PERCENT | http://qudt.org/vocab/unit/PERCENT |  |  |  | EXPERIMENTAL | CANDIDATE | 2026-04-02T12:00:00Z
SOIL | L_MODV2_SOIL_S_048 | sulfur | S | Slurry | Deionized Water | 0.045139 | m/v |  | XRF-IMP | MEASURED | % | prcnt | PERCENT | http://qudt.org/vocab/unit/PERCENT |  |  |  | EXPERIMENTAL | CANDIDATE | 2026-04-02T12:00:00Z
SOIL | L_MODV2_SOIL_S_049 | sulfur | S | DTPA-Sorbitol | DTPA-Sorbitol (0.005 M DTPA, 0.01 M CaCl2 and 0.10 M Triethanolamine and 0.20 M of Sorbitol, adjusted to pH 7.3 and .) | 0.043056 | m/v | 120 min | ICP-OES | MEASURED | % | prcnt | PERCENT | http://qudt.org/vocab/unit/PERCENT | WERA-103, SERA 6 | Soil, Plant and Water Reference Methods for the Western Region, 4th Edition, 2013, WERA-103. Method S-6.12 |  | PROVISIONAL | CANDIDATE | 2026-04-02T12:00:00Z
SOIL | L_MODV2_SOIL_S_050 | sulfur | S | EPA 3050 | EPA 3050 Digestion (HNO3, H2O2), EPA 6010B (ICP-OES) | 0.052083 | m/v | Heat to 95C, reflux for 15 minutes, cool, then add 5 mL HNO3 and reflux for 30 minutes. Repeat last step as required. | ICP-OES | MEASURED | % | prcnt | PERCENT | http://qudt.org/vocab/unit/PERCENT | US-EPA | U.S. EPA. 1996. “Method 3050B: Acid Digestion of Sediments, Sludges, and Soils,” Revision 2. Washington, DC. / EPA Method 3050B (SW-846): Acid Digestion of Sediments, Sludges, and Soils, 1996. |  | OFFICIAL | CANDIDATE | 2026-04-02T12:00:00Z |  |  | Extraction ratio may vary
SOIL | L_MODV2_SOIL_S_051 | sulfur | S | EPA 3050A/B | EPA 3050A/B Digestion (HNO3, HCl), EPA 6010B (ICP-OES) | 0.052083 | m/v | Heat to 95C, reflux for 15 minutes, cool, then add 5 mL HNO3 and reflux for 30 minutes. Repeat last step as required. | ICP-OES | MEASURED | % | prcnt | PERCENT | http://qudt.org/vocab/unit/PERCENT | US-EPA | U.S. EPA. 1996. “Method 3050B: Acid Digestion of Sediments, Sludges, and Soils,” Revision 2. Washington, DC. / EPA Method 3050B (SW-846): Acid Digestion of Sediments, Sludges, and Soils, 1996. |  | OFFICIAL | CANDIDATE | 2026-04-02T12:00:00Z |  |  | Extraction ratio may vary
SOIL | L_MODV2_SOIL_S_052 | sulfur | S | EPA 3051A/B | EPA 3051A/B Microwave Digestion (HNO3, HCl), EPA 6010B (ICP-OES) | 0.048611 |  |  |  | MEASURED | % | prcnt | PERCENT | http://qudt.org/vocab/unit/PERCENT | US-EPA |  |  | OFFICIAL | CANDIDATE | 2026-04-02T12:00:00Z
SOIL | L_MODV2_SOIL_S_053 | sulfur | S | EPA 3052 | EPA 3052 Microwave Digestion (HNO3, HF), EPA 6010B (ICP-OES) | 0.048611 |  |  |  | MEASURED | % | prcnt | PERCENT | http://qudt.org/vocab/unit/PERCENT | US-EPA |  |  | OFFICIAL | CANDIDATE | 2026-04-02T12:00:00Z
SOIL | L_MODV2_SOIL_S_054 | sulfur | S | H3A-1 | H3A-1 Extractant (H3A-1 0.0024 M citric acid + 0.004 M oxalic acid + 0.004 M malic acid at pH 3.75 ) | 0.048611 | m/v | 10 min | ICP-OES | MEASURED | % | prcnt | PERCENT | http://qudt.org/vocab/unit/PERCENT |  | Haney, R. L., et al. "Modifications to the new soil extractant H3A-1: A multinutrient extractant." Communications in soil science and plant analysis 41.12 (2010): 1513-1523. |  | PROVISIONAL | CANDIDATE | 2026-04-02T12:00:00Z
SOIL | L_MODV2_SOIL_S_055 | sulfur | S | Ion Exchange Resin | Resin Extraction - Unibest (0.5 M HCl) | Saturated paste | m/v | Varies | ICP-OES | MEASURED | % | prcnt | PERCENT | http://qudt.org/vocab/unit/PERCENT | UniBest, Inc | https://www.unibestinc.com/about |  | PROPRIETARY | CANDIDATE | 2026-04-02T12:00:00Z
SOIL | L_MODV2_SOIL_S_056 | sulfur | S | Ion Exchange Resin | Resin Extraction - Unibest (0.5 M HCl) | Saturated paste | variable | 24 hrs | ICP-OES | MEASURED | % | prcnt | PERCENT | http://qudt.org/vocab/unit/PERCENT | UniBest, Inc | https://www.unibestinc.com/about |  | PROPRIETARY | CANDIDATE | 2026-04-02T12:00:00Z
SOIL | L_MODV2_SOIL_S_057 | sulfur | S | Ion Exchange Resin | Resin Extraction - Unibest (0.5 M HCl) | Saturated paste | variable | 24 hrs | ICP-OES | MEASURED | % | prcnt | PERCENT | http://qudt.org/vocab/unit/PERCENT | UniBest, Inc | https://www.unibestinc.com/about |  | PROPRIETARY | CANDIDATE | 2026-04-02T12:00:00Z
SOIL | L_MODV2_SOIL_S_058 | sulfur | S | Mehlich 3 | Mehlich 3 (0.2 N CH3COOH + 0.25 N NH4NO3 + 0.013 N HNO3 + 0.015 N NH4F + 0.001 M EDTA) | 0.048611 | m/v | 5 min | ICP-OES | MEASURED | % | prcnt | PERCENT | http://qudt.org/vocab/unit/PERCENT | SERA-6, NCERA-13, NECC-1812 | Soil Test Methods From the Southeastern United States, SERA-IEG-6, 2014, Chapter 4.3 |  | PROVISIONAL | CANDIDATE | 2026-04-02T12:00:00Z
SOIL | L_MODV2_SOIL_S_059 | sulfur | S | Modified Morgan | Modified Morgan (0.62 N NH4OH + 1.25 N CH3COOH) | 0.048611 | m/v | 15 min | ICP-OES | MEASURED | % | prcnt | PERCENT | http://qudt.org/vocab/unit/PERCENT | NECC-1812 | Recommended Soil Testing Procedures for the Northeastern United States, NECC-1812 Publication No. 493, 3rd Edition, 2011, Chapter 5. |  | PROVISIONAL | CANDIDATE | 2026-04-02T12:00:00Z
SOIL | L_MODV2_SOIL_S_060 | sulfur | S | Modified Morgan | Modified Morgan | 0.044444 | v/v | 15 min | ICP-OES | MEASURED | % | prcnt | PERCENT | http://qudt.org/vocab/unit/PERCENT | NECC-1812 | Recommended Soil Testing Procedures for the Northeastern United States, NECC-1812 Publication No. 493, 3rd Edition, 2011, Chapter 5. |  | PROVISIONAL | CANDIDATE | 2026-04-02T12:00:00Z
SOIL | L_MODV2_SOIL_S_061 | sulfur | S | Potassium Chloride | 1.0 N KCl |  | m/v |  | ICP-OES | MEASURED | % | prcnt | PERCENT | http://qudt.org/vocab/unit/PERCENT |  |  |  | EXPERIMENTAL | CANDIDATE | 2026-04-02T12:00:00Z
SOIL | L_MODV2_SOIL_SINDEX_001 | sulfur index | SINDEX | Calculation | Calculation | Calculation | Calculation | Calculation | Calculation | CALCULATION |  | none | UNITLESS | Needs QUDT Discussion |  |  |  | EXPERIMENTAL | VALID | 2024-11-13T12:00:00Z
SOIL | L_MODV2_SOIL_TEXTURE_001 | textural classification | TEXTURE | Calculation | Calculation | Calculation | Calculation | Calculation | Gravimetric | CALCULATION | Description | description |  |  | USDA | USDA, U.S. Department of Agriculture (Soil Survey Staff, 1975); |  | OFFICIAL | VALID | 2024-11-13T12:00:00Z
SOIL | L_MODV2_SOIL_TEXTURE_002 | textural classification | TEXTURE | Calculation | Calculation | Calculation | Calculation | Calculation | Modeled on micro-pipette PSA | MEASURED |  | description | [5 empty] | EXPERIMENTAL | VALID | 2024-11-13T12:00:00Z
SOIL | L_MODV2_SOIL_TEXTURE_003 | textural classification | TEXTURE | Calculation | Calculation | Calculation | Calculation | Calculation | Calculation | MEASURED | Description | description |  |  | USDA | USDA, U.S. Department of Agriculture (Soil Survey Staff, 1975); |  | OFFICIAL | VALID | 2024-11-13T12:00:00Z
SOIL | L_MODV2_SOIL_SN_001 | tin | SN | EPA 3050A/B | EPA 3050A/B Digestion (HNO3, HCl), EPA 6010B (ICP-OES) | 0.052083 | m/v | Heat to 95C, reflux for 15 minutes, cool, then add 5 mL HNO3 and reflux for 30 minutes. Repeat last step as required. | ICP-OES | MEASURED | mg/kg | mg1kg-1 | MilliGM-PER-KiloGM | http://qudt.org/vocab/unit/MilliGM-PER-KiloGM | US-EPA | U.S. EPA. 1996. “Method 3050B: Acid Digestion of Sediments, Sludges, and Soils,” Revision 2. Washington, DC. / EPA Method 3050B (SW-846): Acid Digestion of Sediments, Sludges, and Soils, 1996. |  | OFFICIAL | SUPERSEDED | 2024-11-13T12:00:00Z | 2026-04-03T12:00:00Z | Mass-per-mass/ppm harmonization to percent; was mg/kg; Reagent abbreviation: "EPA 3050A/B Digestion (Nitric Acid, Hydr" → "EPA 3050A/B Digestion (HNO3, HCl), EPA 6" ¦ 2026-04-03: Final audit fixes applied | Extraction ratio may vary
SOIL | L_MODV2_SOIL_SN_002 | tin | SN | EPA 3051A/B | EPA 3051A/B Microwave Digestion (HNO3, HCl), EPA 6010B (ICP-OES) | 0.048611 |  |  |  | MEASURED | mg/kg | mg1kg-1 | MilliGM-PER-KiloGM | http://qudt.org/vocab/unit/MilliGM-PER-KiloGM | US-EPA |  |  | OFFICIAL | SUPERSEDED | 2024-11-13T12:00:00Z | 2026-04-02T12:00:00Z | Mass-per-mass/ppm harmonization to percent; was mg/kg; Reagent abbreviation: "EPA 3051A/B Microwave Digestion (Nitric " → "EPA 3051A/B Microwave Digestion (HNO3, H"
SOIL | L_MODV2_SOIL_SN_003 | tin | SN | EPA 3052 | EPA 3052 Microwave Digestion (HNO3, HF), EPA 6010B (ICP-OES) | 0.048611 |  |  |  | MEASURED | mg/kg | mg1kg-1 | MilliGM-PER-KiloGM | http://qudt.org/vocab/unit/MilliGM-PER-KiloGM | US-EPA |  |  | OFFICIAL | SUPERSEDED | 2024-11-13T12:00:00Z | 2026-04-02T12:00:00Z | Mass-per-mass/ppm harmonization to percent; was mg/kg; Reagent abbreviation: "EPA 3052 MIcrowave Digestion (Nitric Aci" → "EPA 3052 Microwave Digestion (HNO3, HF),"
SOIL | L_MODV2_SOIL_SN_004 | tin | SN | EPA 3050A/B | EPA 3050A/B Digestion (HNO3, HCl), EPA 6010B (ICP-OES) | 0.052083 | m/v | Heat to 95C, reflux for 15 minutes, cool, then add 5 mL HNO3 and reflux for 30 minutes. Repeat last step as required. | ICP-OES | MEASURED | % | prcnt | PERCENT | http://qudt.org/vocab/unit/PERCENT | US-EPA | U.S. EPA. 1996. “Method 3050B: Acid Digestion of Sediments, Sludges, and Soils,” Revision 2. Washington, DC. / EPA Method 3050B (SW-846): Acid Digestion of Sediments, Sludges, and Soils, 1996. |  | OFFICIAL | CANDIDATE | 2026-04-02T12:00:00Z |  |  | Extraction ratio may vary
SOIL | L_MODV2_SOIL_SN_005 | tin | SN | EPA 3051A/B | EPA 3051A/B Microwave Digestion (HNO3, HCl), EPA 6010B (ICP-OES) | 0.048611 |  |  |  | MEASURED | % | prcnt | PERCENT | http://qudt.org/vocab/unit/PERCENT | US-EPA |  |  | OFFICIAL | CANDIDATE | 2026-04-02T12:00:00Z
SOIL | L_MODV2_SOIL_SN_006 | tin | SN | EPA 3052 | EPA 3052 Microwave Digestion (HNO3, HF), EPA 6010B (ICP-OES) | 0.048611 |  |  |  | MEASURED | % | prcnt | PERCENT | http://qudt.org/vocab/unit/PERCENT | US-EPA |  |  | OFFICIAL | CANDIDATE | 2026-04-02T12:00:00Z
SOIL | L_MODV2_SOIL_TITACIDT_001 | titratable acidity | TITACIDT | [5 empty] | Titration | MEASURED | mEq/100g | mEq1hg-1 | MilliEQ-PER-HectoGM | http://qudt.org/vocab/unit/MilliEQ-PER-HectoGM |  |  |  | EXPERIMENTAL | RETIRED | 2024-11-13T12:00:00Z
SOIL | L_MODV2_SOIL_TCTN_001 | total carbon:total nitrogen | TCTN | [5 empty] | Calculation | MEASURED | ratio | ratio | UNITLESS | http://qudt.org/vocab/unit/UNITLESS |  |  |  | EXPERIMENTAL | RETIRED | 2024-11-13T12:00:00Z
SOIL | L_MODV2_SOIL_TOCTN_001 | total organic carbon: total nitrogen | TOCTN | [5 empty] | Calculation | MEASURED | ratio | ratio | UNITLESS | http://qudt.org/vocab/unit/UNITLESS |  |  |  | EXPERIMENTAL | RETIRED | 2024-11-13T12:00:00Z | 2026-04-03T12:00:00Z | 2026-04-03: Terminology and chemical naming standardization pass.
SOIL | L_MODV2_SOIL_UNKNOWN_001 | unknown | UNKNOWN | [6 empty] | MEASURED |  | none | UNITLESS | Needs QUDT Discussion |  |  |  | EXPERIMENTAL | RETIRED | 2024-11-13T12:00:00Z
SOIL | L_MODV2_SOIL_UREA_001 | urea | UREA | Diacetyl Monoxime | 2 M KCl, phenylmercuric acetate (PMA) | 0.048611 |  | 60 min | Spectrophotometric | MEASURED | mg/kg | mg1kg-1 | MilliGM-PER-KiloGM | http://qudt.org/vocab/unit/MilliGM-PER-KiloGM | SSSA | Methods of Soil Analysis: Part 2 Chemical and Microbiological Properties, 9.2.2, Second Edition, Chapter 34. |  | OFFICIAL | SUPERSEDED | 2024-11-13T12:00:00Z | 2026-04-03T12:00:00Z | Mass-per-mass/ppm harmonization to percent; was mg/kg ¦ 2026-04-03: Terminology and chemical naming standardization pass. ¦ 2026-04-03: Final audit fixes applied
SOIL | L_MODV2_SOIL_UREA_002 | urea | UREA | Diacetyl Monoxime | 2 M KCl, phenylmercuric acetate (PMA) | 0.048611 |  | 60 min | Spectrophotometric | MEASURED | % | prcnt | PERCENT | http://qudt.org/vocab/unit/PERCENT | SSSA | Methods of Soil Analysis: Part 2 Chemical and Microbiological Properties, 9.2.2, Second Edition, Chapter 34. |  | OFFICIAL | CANDIDATE | 2026-04-02T12:00:00Z
SOIL | L_MODV2_SOIL_WEN_001 | water extractable nitrogen (WEN) | WEN | Water / Reciprocating Shaker / Centrifuge | Deionized Water | 0.055556 | m/m | 10 min | Spectrophotometric | MEASURED | mg/kg | mg1kg-1 | MilliGM-PER-KiloGM | http://qudt.org/vocab/unit/MilliGM-PER-KiloGM |  | Richard L. Haney, Alan. J. Franzluebbers, Virginia. L. Jin, Mari-Vaughn. Johnson, Elizabeth. B. Haney, Mike. J. White, Robert. D. Harmel 2012. Soil Organic C:N vs. Water-Extractable Organic C:N. J Soil Science 2: 269-274. |  | EXPERIMENTAL | SUPERSEDED | 2024-11-13T12:00:00Z | 2026-04-03T12:00:00Z | Mass-per-mass/ppm harmonization to percent; was mg/kg ¦ 2026-04-03: Terminology and chemical naming standardization pass.
SOIL | L_MODV2_SOIL_WEN_002 | water extractable nitrogen (WEN) | WEN | Water / Reciprocating Shaker / Centrifuge | Deionized Water | 0.055556 | m/m | 10 min | Spectrophotometric | MEASURED | % | prcnt | PERCENT | http://qudt.org/vocab/unit/PERCENT |  | Richard L. Haney, Alan. J. Franzluebbers, Virginia. L. Jin, Mari-Vaughn. Johnson, Elizabeth. B. Haney, Mike. J. White, Robert. D. Harmel 2012. Soil Organic C:N vs. Water-Extractable Organic C:N. J Soil Science 2: 269-274. |  | EXPERIMENTAL | CANDIDATE | 2026-04-02T12:00:00Z
SOIL | L_MODV2_SOIL_WEOC_001 | water extractable organic carbon (WEOC) | WEOC | Slurry | Deionized Water | 0.048611 | m/v | 10 min | TOC Analyzer | MEASURED | g | g | GM | http://qudt.org/vocab/unit/GM |  | Cookson, W. R., Murphy, D. V., and Roper, M. M. (2008). Characterizing the relationships between soil organic matter components and microbial function and composition along a tillage disturbance gradient. Soil Biol. Biochem. 40, 763–777. doi: 10.1016/j.soilbio.2007.10.011 |  | EXPERIMENTAL | VALID | 2024-11-13T12:00:00Z | 2026-04-03T12:00:00Z | 2026-04-03: Terminology and chemical naming standardization pass.
SOIL | L_MODV2_SOIL_TDN_001 | water extractable organic nitrogen (WEON) | TDN | Slurry | Deionized Water | 0.048611 | m/v | 10 min | TN Analyzer | MEASURED | mg/kg | mg1kg-1 | MilliGM-PER-KiloGM | http://qudt.org/vocab/unit/MilliGM-PER-KiloGM |  | Cookson, W. R., Murphy, D. V., and Roper, M. M. (2008). Characterizing the relationships between soil organic matter components and microbial function and composition along a tillage disturbance gradient. Soil Biol. Biochem. 40, 763–777. doi: 10.1016/j.soilbio.2007.10.011 |  | EXPERIMENTAL | SUPERSEDED | 2024-11-13T12:00:00Z | 2026-04-03T12:00:00Z | Mass-per-mass/ppm harmonization to percent; was mg/kg ¦ 2026-04-03: Terminology and chemical naming standardization pass. ¦ 2026-04-03: Fixed broken #REF! formula; v2Code set to L_MODV2_SOIL_TDN_001
SOIL | L_MODV2_SOIL_WEON_001 | water extractable organic nitrogen (WEON) | WEON | Water / Reciprocating Shaker / Centrifuge | Deionized Water | 0.055556 | m/m | 10 min | Spectrophotometric | MEASURED | mg/kg | mg1kg-1 | MilliGM-PER-KiloGM | http://qudt.org/vocab/unit/MilliGM-PER-KiloGM |  | Richard L. Haney, Alan. J. Franzluebbers, Virginia. L. Jin, Mari-Vaughn. Johnson, Elizabeth. B. Haney, Mike. J. White, Robert. D. Harmel 2012. Soil Organic C:N vs. Water-Extractable Organic C:N. J Soil Science 2: 269-274. |  | EXPERIMENTAL | SUPERSEDED | 2024-11-13T12:00:00Z | 2026-04-03T12:00:00Z | Mass-per-mass/ppm harmonization to percent; was mg/kg ¦ 2026-04-03: Terminology and chemical naming standardization pass.
SOIL | L_MODV2_SOIL_WEON_002 | water extractable organic nitrogen (WEON) | WEON | Slurry | Deionized Water | 0.048611 | m/v | 10 min | TN Analyzer | MEASURED | % | prcnt | PERCENT | http://qudt.org/vocab/unit/PERCENT |  | Cookson, W. R., Murphy, D. V., and Roper, M. M. (2008). Characterizing the relationships between soil organic matter components and microbial function and composition along a tillage disturbance gradient. Soil Biol. Biochem. 40, 763–777. doi: 10.1016/j.soilbio.2007.10.011 |  | EXPERIMENTAL | CANDIDATE | 2026-04-02T12:00:00Z
SOIL | L_MODV2_SOIL_WEON_003 | water extractable organic nitrogen (WEON) | WEON | Water / Reciprocating Shaker / Centrifuge | Deionized Water | 0.055556 | m/m | 10 min | Spectrophotometric | MEASURED | % | prcnt | PERCENT | http://qudt.org/vocab/unit/PERCENT |  | Richard L. Haney, Alan. J. Franzluebbers, Virginia. L. Jin, Mari-Vaughn. Johnson, Elizabeth. B. Haney, Mike. J. White, Robert. D. Harmel 2012. Soil Organic C:N vs. Water-Extractable Organic C:N. J Soil Science 2: 269-274. |  | EXPERIMENTAL | CANDIDATE | 2026-04-02T12:00:00Z
SOIL | L_MODV2_SOIL_WSCN_001 | water soluble C:N ratio | WSCN | Water / Reciprocating Shaker / Centrifuge | Deionized Water | 0.055556 | m/m | 10 min | Calculation | MEASURED | ratio | ratio | UNITLESS | http://qudt.org/vocab/unit/UNITLESS |  | Richard L. Haney, Alan. J. Franzluebbers, Virginia. L. Jin, Mari-Vaughn. Johnson, Elizabeth. B. Haney, Mike. J. White, Robert. D. Harmel 2012. Soil Organic C:N vs. Water-Extractable Organic C:N. J Soil Science 2: 269-274. |  | EXPERIMENTAL | VALID | 2024-11-13T12:00:00Z | 2026-04-03T12:00:00Z | 2026-04-03: Terminology and chemical naming standardization pass.
SOIL | L_MODV2_SOIL_WSC_001 | water soluble carbon | WSC | Saturated paste | Soil saturated with DI water, subsequent extraction and retained for analysis | Saturated paste | m/m | 4 hrs | Spectrophotometric | MEASURED | mg/kg | mg1kg-1 | MilliGM-PER-KiloGM | http://qudt.org/vocab/unit/MilliGM-PER-KiloGM |  | Soil, Plant and Water Reference Methods for the Western Region, 4th Edition, 2013. Method S-15.1 |  | EXPERIMENTAL | SUPERSEDED | 2024-11-13T12:00:00Z | 2026-04-02T12:00:00Z | Mass-per-mass/ppm harmonization to percent; was mg/kg
SOIL | L_MODV2_SOIL_WSC_002 | water soluble carbon | WSC | Saturated paste | Soil saturated with DI water, subsequent extraction and retained for analysis | Saturated paste | m/m | 4 hrs | Spectrophotometric | MEASURED | % | prcnt | PERCENT | http://qudt.org/vocab/unit/PERCENT |  | Soil, Plant and Water Reference Methods for the Western Region, 4th Edition, 2013. Method S-15.1 |  | EXPERIMENTAL | CANDIDATE | 2026-04-02T12:00:00Z
SOIL | L_MODV2_SOIL_WSOC_001 | water-soluble organic carbon (WSOC) | WSOC | Water / Reciprocating Shaker / Centrifuge | Water Extraction | 0.055556 | m/m | 10 min | Spectrophotometric | MEASURED | mg/kg | mg1kg-1 | MilliGM-PER-KiloGM | http://qudt.org/vocab/unit/MilliGM-PER-KiloGM |  | Richard L. Haney, Alan. J. Franzluebbers, Virginia. L. Jin, Mari-Vaughn. Johnson, Elizabeth. B. Haney, Mike. J. White, Robert. D. Harmel 2012. Soil Organic C:N vs. Water-Extractable Organic C:N. J Soil Science 2: 269-274. |  | EXPERIMENTAL | SUPERSEDED | 2024-11-13T12:00:00Z | 2026-04-02T12:00:00Z | Mass-per-mass/ppm harmonization to percent; was mg/kg
SOIL | L_MODV2_SOIL_WSOC_002 | water-soluble organic carbon (WSOC) | WSOC | Water / Reciprocating Shaker / Centrifuge | Water Extraction | 0.055556 | m/m | 10 min | Spectrophotometric | MEASURED | % | prcnt | PERCENT | http://qudt.org/vocab/unit/PERCENT |  | Richard L. Haney, Alan. J. Franzluebbers, Virginia. L. Jin, Mari-Vaughn. Johnson, Elizabeth. B. Haney, Mike. J. White, Robert. D. Harmel 2012. Soil Organic C:N vs. Water-Extractable Organic C:N. J Soil Science 2: 269-274. |  | EXPERIMENTAL | CANDIDATE | 2026-04-02T12:00:00Z
SOIL | L_MODV2_SOIL_ZN_001 | zinc | ZN | Calcium Chloride | 0.01 M CaCl2 | 0.048611 | m/v | 120 min | ICP-MS | MEASURED | mg/kg | mg1kg-1 | MilliGM-PER-KiloGM | http://qudt.org/vocab/unit/MilliGM-PER-KiloGM | WEPAL | Houba, V.J.G.; Novozamsky, I.; Lexmond, T.M.; Van der Lee, J.J., 2008. Applicability of 0.01 M CaCl2 as a single extraction solution for the assessment of the nutrient status of soils and other diagnostic purposes. Communications in Soil Science and Plant Analysis, Volume 21, 1990 - Issue 19-20. |  | OFFICIAL | SUPERSEDED | 2024-11-13T12:00:00Z | 2026-04-02T12:00:00Z | Mass-per-mass/ppm harmonization to percent; was mg/kg
SOIL | L_MODV2_SOIL_ZN_002 | zinc | ZN | DTPA | DTPA (0.005 M DTPA, 0.01 M CaCl2 and 0.10 M Triethanolamine adjusted to pH 7.3) | 0.043056 | m/v | 120 min | ICP-OES, AAS | MEASURED | mg/kg | mg1kg-1 | MilliGM-PER-KiloGM | http://qudt.org/vocab/unit/MilliGM-PER-KiloGM | WERA-103, SERA 6 | Soil, Plant and Water Reference Methods for the Western Region, 4th Edition, 2013, WERA-103. Method S-6.10 |  | OFFICIAL | SUPERSEDED | 2024-11-13T12:00:00Z | 2026-04-03T12:00:00Z | Mass-per-mass/ppm harmonization to percent; was mg/kg ¦ 2026-04-03: Terminology harmonization — cross-matrix consistency pass.
SOIL | L_MODV2_SOIL_ZN_003 | zinc | ZN | DTPA-Sorbitol | DTPA-Sorbitol (0.005 M DTPA, 0.01 M CaCl2 and 0.10 M Triethanolamine and 0.20 M of Sorbitol, adjusted to pH 7.3 and .) | 0.043056 | m/v | 120 min | ICP-OES | MEASURED | mg/kg | mg1kg-1 | MilliGM-PER-KiloGM | http://qudt.org/vocab/unit/MilliGM-PER-KiloGM | WERA-103, SERA 6 | Soil, Plant and Water Reference Methods for the Western Region, 4th Edition, 2013, WERA-103. Method S-6.12 |  | OFFICIAL | SUPERSEDED | 2024-11-13T12:00:00Z | 2026-04-03T12:00:00Z | Mass-per-mass/ppm harmonization to percent; was mg/kg ¦ 2026-04-03: Terminology and chemical naming standardization pass.
SOIL | L_MODV2_SOIL_ZN_004 | zinc | ZN | EDTA | EDTA (0.04 M EDTA) | 0.00072338 | m/v | 120 min | AAS | MEASURED | mg/kg | mg1kg-1 | MilliGM-PER-KiloGM | http://qudt.org/vocab/unit/MilliGM-PER-KiloGM | NZJAR | R. G. McLaren , R. S. Swift & B. F. Quin (1984) EDTA-extractable copper, zinc, and manganese in soils of the Canterbury Plains, New Zealand Journal of Agricultural Research |  | PROVISIONAL | SUPERSEDED | 2024-11-13T12:00:00Z | 2026-04-02T12:00:00Z | Mass-per-mass/ppm harmonization to percent; was mg/kg
SOIL | L_MODV2_SOIL_ZN_005 | zinc | ZN | EPA 3050A/B | EPA 3050A/B Digestion (HNO3, HCl), EPA 6010B (ICP-OES) | 0.052083 | m/v | Heat to 95C, reflux for 15 minutes, cool, then add 5 mL HNO3 and reflux for 30 minutes. Repeat last step as required. | ICP-OES | MEASURED | mg/kg | mg1kg-1 | MilliGM-PER-KiloGM | http://qudt.org/vocab/unit/MilliGM-PER-KiloGM | US-EPA | U.S. EPA. 1996. “Method 3050B: Acid Digestion of Sediments, Sludges, and Soils,” Revision 2. Washington, DC. / EPA Method 3050B (SW-846): Acid Digestion of Sediments, Sludges, and Soils, 1996. |  | OFFICIAL | SUPERSEDED | 2024-11-13T12:00:00Z | 2026-04-03T12:00:00Z | Mass-per-mass/ppm harmonization to percent; was mg/kg; Reagent abbreviation: "EPA 3050A/B Digestion (Nitric Acid, Hydr" → "EPA 3050A/B Digestion (HNO3, HCl), EPA 6" ¦ 2026-04-03: Final audit fixes applied | Extraction ratio may vary
SOIL | L_MODV2_SOIL_ZN_006 | zinc | ZN | EPA 3051A/B | EPA 3051A/B Microwave Digestion (HNO3, HCl), EPA 6010B (ICP-OES) | 0.048611 |  |  |  | MEASURED | mg/kg | mg1kg-1 | MilliGM-PER-KiloGM | http://qudt.org/vocab/unit/MilliGM-PER-KiloGM | US-EPA |  |  | OFFICIAL | SUPERSEDED | 2024-11-13T12:00:00Z | 2026-04-02T12:00:00Z | Mass-per-mass/ppm harmonization to percent; was mg/kg; Reagent abbreviation: "EPA 3051A/B Microwave Digestion (Nitric " → "EPA 3051A/B Microwave Digestion (HNO3, H"
SOIL | L_MODV2_SOIL_ZN_007 | zinc | ZN | EPA 3052 | EPA 3052 Microwave Digestion (HNO3, HF), EPA 6010B (ICP-OES) | 0.048611 |  |  |  | MEASURED | mg/kg | mg1kg-1 | MilliGM-PER-KiloGM | http://qudt.org/vocab/unit/MilliGM-PER-KiloGM | US-EPA |  |  | OFFICIAL | SUPERSEDED | 2024-11-13T12:00:00Z | 2026-04-02T12:00:00Z | Mass-per-mass/ppm harmonization to percent; was mg/kg; Reagent abbreviation: "EPA 3052 MIcrowave Digestion (Nitric Aci" → "EPA 3052 Microwave Digestion (HNO3, HF),"
SOIL | L_MODV2_SOIL_ZN_008 | zinc | ZN | H3A-1 | H3A-1 Extractant (H3A-1 0.0024 M citric acid + 0.004 M oxalic acid + 0.004 M malic acid at pH 3.75 ) | 0.048611 | m/v | 10 min | ICP-OES | MEASURED | mg/kg | mg1kg-1 | MilliGM-PER-KiloGM | http://qudt.org/vocab/unit/MilliGM-PER-KiloGM |  | Haney, R. L., et al. "Modifications to the new soil extractant H3A-1: A multinutrient extractant." Communications in soil science and plant analysis 41.12 (2010): 1513-1523. |  | PROVISIONAL | SUPERSEDED | 2024-11-13T12:00:00Z | 2026-04-02T12:00:00Z | Mass-per-mass/ppm harmonization to percent; was mg/kg
SOIL | L_MODV2_SOIL_ZN_009 | zinc | ZN | Hydrochloric Acid | 0.1 M HCl | 0.044444 | m/v | 30 min | ICP-OES, AAS | MEASURED | mg/kg | mg1kg-1 | MilliGM-PER-KiloGM | http://qudt.org/vocab/unit/MilliGM-PER-KiloGM | NCERA-13, NECC-1812 | North Central Regional Research Publication No. 221 (Revised 2015), Chapter 9, pp 9.2-9.3 |  | OFFICIAL | SUPERSEDED | 2024-11-13T12:00:00Z | 2026-04-03T12:00:00Z | Mass-per-mass/ppm harmonization to percent; was mg/kg ¦ 2026-04-03: Terminology harmonization — cross-matrix consistency pass. ¦ 2026-04-03: Terminology and chemical naming standardization pass.
SOIL | L_MODV2_SOIL_ZN_010 | zinc | ZN | Ion Exchange Resin | Resin Extraction - Unibest (0.5 M HCl) | Saturated paste | in situ capsule | 4 days, 1 hour acid leaching | ICP-OES | MEASURED | mg/kg | mg1kg-1 | MilliGM-PER-KiloGM | http://qudt.org/vocab/unit/MilliGM-PER-KiloGM | UniBest, Inc | https://www.unibestinc.com/about |  | PROPRIETARY | SUPERSEDED | 2024-11-13T12:00:00Z | 2026-04-02T12:00:00Z | Mass-per-mass/ppm harmonization to percent; was mg/kg
SOIL | L_MODV2_SOIL_ZN_011 | zinc | ZN | Lancaster | Lancaster Extraction (Solution A:0.05 M HCl, Solution B: 1.57 M glacial acetic acid, 0.063 M malonic acid, 0.089 M malic acid, 0.032 M ammonium fluoride, 0.012 M aluminum chloride hexahydrate) | 0.045139 | m/v | Soil+Solution A, sit for 10 minutes. Add Solution B, shake for 10 minutes | ICP-OES | MEASURED | mg/kg | mg1kg-1 | MilliGM-PER-KiloGM | http://qudt.org/vocab/unit/MilliGM-PER-KiloGM | SERA-6 | Soil Test Methods From the Southeastern United States, SERA-IEG-6, 2014, Chapter 4.4 |  | OFFICIAL | SUPERSEDED | 2024-11-13T12:00:00Z | 2026-04-02T12:00:00Z | Mass-per-mass/ppm harmonization to percent; was mg/kg
SOIL | L_MODV2_SOIL_ZN_012 | zinc | ZN | Mehlich 1 | Mehlich 1 (0.05 M HCl + 0.0125 M H2SO4) | 0.045139 | m/v | 5 min | ICP-OES, AAS | MEASURED | mg/kg | mg1kg-1 | MilliGM-PER-KiloGM | http://qudt.org/vocab/unit/MilliGM-PER-KiloGM | SERA-6 | Soil Test Methods From the Southeastern United States, SERA-IEG-6, 2014, Chapter 4.2 |  | OFFICIAL | SUPERSEDED | 2024-11-13T12:00:00Z | 2026-04-03T12:00:00Z | Mass-per-mass/ppm harmonization to percent; was mg/kg ¦ 2026-04-03: Terminology harmonization — cross-matrix consistency pass.
SOIL | L_MODV2_SOIL_ZN_013 | zinc | ZN | Mehlich 2 | Mehlich 2 (0.2 N CH3COOH + 0.015 N NH4F + 0.2 N NH4Cl + 0.012 N HCl) | 0.048611 | m/v | 5 min | ICP-OES, AAS | MEASURED | mg/kg | mg1kg-1 | MilliGM-PER-KiloGM | http://qudt.org/vocab/unit/MilliGM-PER-KiloGM | NCSU | Mehlich A. 1978. New extractant for soil test evaluation of phosphorus, potassium, magnesium, calcium, sodium, manganese and zinc. Commun Soil Sci Plant Anal 9(6):477-92. |  | OFFICIAL | SUPERSEDED | 2024-11-13T12:00:00Z | 2026-04-03T12:00:00Z | Mass-per-mass/ppm harmonization to percent; was mg/kg ¦ 2026-04-03: Terminology harmonization — cross-matrix consistency pass. ¦ 2026-04-03: Terminology and chemical naming standardization pass.
SOIL | L_MODV2_SOIL_ZN_014 | zinc | ZN | Mehlich 3 | Mehlich 3 to DTPA (Calculation) | Calculation | Calculation | Calculation | ICP-OES | CALCULATION | mg/kg | mg1kg-1 | MilliGM-PER-KiloGM | http://qudt.org/vocab/unit/MilliGM-PER-KiloGM |  |  |  | EXPERIMENTAL | SUPERSEDED | 2024-11-13T12:00:00Z | 2026-04-02T12:00:00Z | Mass-per-mass/ppm harmonization to percent; was mg/kg
SOIL | L_MODV2_SOIL_ZN_015 | zinc | ZN | Mehlich 3 | Mehlich 3 (0.2 N CH3COOH + 0.25 N NH4NO3 + 0.013 N HNO3 + 0.015 N NH4F + 0.001 M EDTA) | 0.048611 | m/v | 5 min | ICP-OES, AAS | MEASURED | mg/kg | mg1kg-1 | MilliGM-PER-KiloGM | http://qudt.org/vocab/unit/MilliGM-PER-KiloGM | SERA-6 | Soil Test Methods From the Southeastern United States, SERA-IEG-6, 2014, Chapter 4.3 |  | OFFICIAL | SUPERSEDED | 2024-11-13T12:00:00Z | 2026-04-03T12:00:00Z | Mass-per-mass/ppm harmonization to percent; was mg/kg ¦ 2026-04-03: Terminology harmonization — cross-matrix consistency pass. ¦ 2026-04-03: Terminology and chemical naming standardization pass.
SOIL | L_MODV2_SOIL_ZN_016 | zinc | ZN | Mehlich 3 | Mehlich 3 (0.2 N CH3COOH + 0.25 N NH4NO3 + 0.013 N HNO3 + 0.015 N NH4F + 0.001 M EDTA) | 0.048611 | v/v | 5 min | ICP-OES, AAS | MEASURED | mg/L | mg1L-1 | MilliGM-PER-L | http://qudt.org/vocab/unit/MilliGM-PER-L | SERA-6 | Soil Test Methods From the Southeastern United States, SERA-IEG-6, 2014, Chapter 4.3 |  | OFFICIAL | VALID | 2024-11-13T12:00:00Z | 2026-04-03T12:00:00Z | 2026-04-03: Terminology harmonization — cross-matrix consistency pass. ¦ 2026-04-03: Terminology and chemical naming standardization pass.
SOIL | L_MODV2_SOIL_ZN_017 | zinc | ZN | Morgan | Morgan (0.72 N NaOAc + 0.52 N CH3COOH) | 0.045139 | v/v | 15 min | Spectrophotometric | MEASURED | mg/kg | mg1kg-1 | MilliGM-PER-KiloGM | http://qudt.org/vocab/unit/MilliGM-PER-KiloGM | NECC-1812 | Recommended Soil Testing Procedures for the Northeastern United States, NECC-1812 Publication No. 493, 3rd Edition, 2011, Chapter 5. |  | OFFICIAL | SUPERSEDED | 2024-11-13T12:00:00Z | 2026-04-02T12:00:00Z | Mass-per-mass/ppm harmonization to percent; was mg/kg
SOIL | L_MODV2_SOIL_ZN_018 | zinc | ZN | Modified Morgan | Modified Morgan (0.62 N NH4OH + 1.25 N CH3COOH) | 0.048611 | m/v | 15 min | ICP-OES | MEASURED | mg/kg | mg1kg-1 | MilliGM-PER-KiloGM | http://qudt.org/vocab/unit/MilliGM-PER-KiloGM | NECC-1812 | Recommended Soil Testing Procedures for the Northeastern United States, NECC-1812 Publication No. 493, 3rd Edition, 2011, Chapter 5. |  | OFFICIAL | SUPERSEDED | 2024-11-13T12:00:00Z | 2026-04-02T12:00:00Z | Mass-per-mass/ppm harmonization to percent; was mg/kg
SOIL | L_MODV2_SOIL_ZN_019 | zinc | ZN | Nitric Acid |  |  |  |  | ICP-OES | MEASURED | mg/kg | mg1kg-1 | MilliGM-PER-KiloGM | http://qudt.org/vocab/unit/MilliGM-PER-KiloGM |  |  |  | EXPERIMENTAL | RETIRED | 2024-11-13T12:00:00Z | 2026-04-02T12:00:00Z | Analyte Measurement Method clarified: ICP → ICP-OES
SOIL | L_MODV2_SOIL_ZN_020 | zinc | ZN | Plant Root Simulator | Plant Root Simulator - PRS (0.5 M HCl) | Saturated paste | in situ probe | 60 min acid leaching | ICP-OES | MEASURED | mg/L | mg1L-1 | MilliGM-PER-L | http://qudt.org/vocab/unit/MilliGM-PER-L | Western Ag Innovations | 2013. Ion Supply Rates Using PRS® Probes, pp. 1149-152 in R. O. Miller, R Gavlak and D Horneck, eds. Soil, Plant and Water Reference Methods for the Western Region. WREP-125, 4th Edition. |  | PROPRIETARY | VALID | 2024-11-13T12:00:00Z
SOIL | L_MODV2_SOIL_ZN_021 | zinc | ZN | Plant Root Simulator | Plant Root Simulator - PRS | Saturated paste | in situ probe | 180 min | ICP-OES | MEASURED | mg/m2 | mg1[m2]-1 | MilliGM-PER-M2 | http://qudt.org/vocab/unit/MilliGM-PER-M2 | Western Ag Innovations | 2013. Ion Supply Rates Using PRS® Probes, pp. 1149-152 in R. O. Miller, R Gavlak and D Horneck, eds. Soil, Plant and Water Reference Methods for the Western Region. WREP-125, 4th Edition. |  | PROPRIETARY | VALID | 2024-11-13T12:00:00Z
SOIL | L_MODV2_SOIL_ZN_022 | zinc | ZN | Plant Root Simulator | Plant Root Simulator - PRS | Saturated paste | in situ probe | 24 hrs | ICP-OES | MEASURED | mg/m2 | mg1[m2]-1 | MilliGM-PER-M2 | http://qudt.org/vocab/unit/MilliGM-PER-M2 | Western Ag Innovations | 2013. Ion Supply Rates Using PRS® Probes, pp. 1149-152 in R. O. Miller, R Gavlak and D Horneck, eds. Soil, Plant and Water Reference Methods for the Western Region. WREP-125, 4th Edition. |  | PROPRIETARY | VALID | 2024-11-13T12:00:00Z
SOIL | L_MODV2_SOIL_ZN_023 | zinc | ZN | Plant Root Simulator | Plant Root Simulator - PRS | Saturated paste | in situ probe | 24 hrs | ICP-OES | MEASURED | mg/m2 | mg1[m2]-1 | MilliGM-PER-M2 | http://qudt.org/vocab/unit/MilliGM-PER-M2 | Western Ag Innovations | 2013. Ion Supply Rates Using PRS® Probes, pp. 1149-152 in R. O. Miller, R Gavlak and D Horneck, eds. Soil, Plant and Water Reference Methods for the Western Region. WREP-125, 4th Edition. |  | PROPRIETARY | VALID | 2024-11-13T12:00:00Z
SOIL | L_MODV2_SOIL_ZN_024 | zinc | ZN | Saturated paste | Soil saturated with DI water, subsequent extraction and retained for analysis | Saturated paste | m/m | 4 hrs | ICP-OES, AAS | MEASURED | mg/L | mg1L-1 | MilliGM-PER-L | http://qudt.org/vocab/unit/MilliGM-PER-L | USDA | US Salinity Staff, 1954. L.A Richards (ed.) Diagnosis and improvement of saline alkali soils. 160 p. USDA Handb. 60 US Govt. Print Office, Washington DC. |  | PROVISIONAL | VALID | 2024-11-13T12:00:00Z | 2026-04-03T12:00:00Z | 2026-04-03: Terminology harmonization — cross-matrix consistency pass.
SOIL | L_MODV2_SOIL_ZN_025 | zinc | ZN | Calcium Chloride | 0.01 M CaCl2 | 0.048611 | m/v | 120 min | ICP-MS | MEASURED | % | prcnt | PERCENT | http://qudt.org/vocab/unit/PERCENT | WEPAL | Houba, V.J.G.; Novozamsky, I.; Lexmond, T.M.; Van der Lee, J.J., 2008. Applicability of 0.01 M CaCl2 as a single extraction solution for the assessment of the nutrient status of soils and other diagnostic purposes. Communications in Soil Science and Plant Analysis, Volume 21, 1990 - Issue 19-20. |  | OFFICIAL | CANDIDATE | 2026-04-02T12:00:00Z
SOIL | L_MODV2_SOIL_ZN_026 | zinc | ZN | DTPA | DTPA (0.005 M DTPA, 0.01 M CaCl2 and 0.10 M Triethanolamine adjusted to pH 7.3) | 0.043056 | m/v | 120 min | ICP-OES, AAS | MEASURED | % | prcnt | PERCENT | http://qudt.org/vocab/unit/PERCENT | WERA-103, SERA 6 | Soil, Plant and Water Reference Methods for the Western Region, 4th Edition, 2013, WERA-103. Method S-6.10 |  | OFFICIAL | CANDIDATE | 2026-04-02T12:00:00Z
SOIL | L_MODV2_SOIL_ZN_027 | zinc | ZN | DTPA-Sorbitol | DTPA-Sorbitol (0.005 M DTPA, 0.01 M CaCl2 and 0.10 M Triethanolamine and 0.20 M of Sorbitol, adjusted to pH 7.3 and .) | 0.043056 | m/v | 120 min | ICP-OES | MEASURED | % | prcnt | PERCENT | http://qudt.org/vocab/unit/PERCENT | WERA-103, SERA 6 | Soil, Plant and Water Reference Methods for the Western Region, 4th Edition, 2013, WERA-103. Method S-6.12 |  | OFFICIAL | CANDIDATE | 2026-04-02T12:00:00Z
SOIL | L_MODV2_SOIL_ZN_028 | zinc | ZN | EDTA | EDTA (0.04 M EDTA) | 0.00072338 | m/v | 120 min | AAS | MEASURED | % | prcnt | PERCENT | http://qudt.org/vocab/unit/PERCENT | NZJAR | R. G. McLaren , R. S. Swift & B. F. Quin (1984) EDTA-extractable copper, zinc, and manganese in soils of the Canterbury Plains, New Zealand Journal of Agricultural Research |  | PROVISIONAL | CANDIDATE | 2026-04-02T12:00:00Z
SOIL | L_MODV2_SOIL_ZN_029 | zinc | ZN | EPA 3050A/B | EPA 3050A/B Digestion (HNO3, HCl), EPA 6010B (ICP-OES) | 0.052083 | m/v | Heat to 95C, reflux for 15 minutes, cool, then add 5 mL HNO3 and reflux for 30 minutes. Repeat last step as required. | ICP-OES | MEASURED | % | prcnt | PERCENT | http://qudt.org/vocab/unit/PERCENT | US-EPA | U.S. EPA. 1996. “Method 3050B: Acid Digestion of Sediments, Sludges, and Soils,” Revision 2. Washington, DC. / EPA Method 3050B (SW-846): Acid Digestion of Sediments, Sludges, and Soils, 1996. |  | OFFICIAL | CANDIDATE | 2026-04-02T12:00:00Z |  |  | Extraction ratio may vary
SOIL | L_MODV2_SOIL_ZN_030 | zinc | ZN | EPA 3051A/B | EPA 3051A/B Microwave Digestion (HNO3, HCl), EPA 6010B (ICP-OES) | 0.048611 |  |  |  | MEASURED | % | prcnt | PERCENT | http://qudt.org/vocab/unit/PERCENT | US-EPA |  |  | OFFICIAL | CANDIDATE | 2026-04-02T12:00:00Z
SOIL | L_MODV2_SOIL_ZN_031 | zinc | ZN | EPA 3052 | EPA 3052 Microwave Digestion (HNO3, HF), EPA 6010B (ICP-OES) | 0.048611 |  |  |  | MEASURED | % | prcnt | PERCENT | http://qudt.org/vocab/unit/PERCENT | US-EPA |  |  | OFFICIAL | CANDIDATE | 2026-04-02T12:00:00Z
SOIL | L_MODV2_SOIL_ZN_032 | zinc | ZN | H3A-1 | H3A-1 Extractant (H3A-1 0.0024 M citric acid + 0.004 M oxalic acid + 0.004 M malic acid at pH 3.75 ) | 0.048611 | m/v | 10 min | ICP-OES | MEASURED | % | prcnt | PERCENT | http://qudt.org/vocab/unit/PERCENT |  | Haney, R. L., et al. "Modifications to the new soil extractant H3A-1: A multinutrient extractant." Communications in soil science and plant analysis 41.12 (2010): 1513-1523. |  | PROVISIONAL | CANDIDATE | 2026-04-02T12:00:00Z
SOIL | L_MODV2_SOIL_ZN_033 | zinc | ZN | Hydrochloric Acid | 0.1 M HCl | 0.044444 | m/v | 30 min | ICP-OES, AAS | MEASURED | % | prcnt | PERCENT | http://qudt.org/vocab/unit/PERCENT | NCERA-13, NECC-1812 | North Central Regional Research Publication No. 221 (Revised 2015), Chapter 9, pp 9.2-9.3 |  | OFFICIAL | CANDIDATE | 2026-04-02T12:00:00Z
SOIL | L_MODV2_SOIL_ZN_034 | zinc | ZN | Ion Exchange Resin | Resin Extraction - Unibest (0.5 M HCl) | Saturated paste | in situ capsule | 4 days, 1 hour acid leaching | ICP-OES | MEASURED | % | prcnt | PERCENT | http://qudt.org/vocab/unit/PERCENT | UniBest, Inc | https://www.unibestinc.com/about |  | PROPRIETARY | CANDIDATE | 2026-04-02T12:00:00Z
SOIL | L_MODV2_SOIL_ZN_035 | zinc | ZN | Lancaster | Lancaster Extraction (Solution A:0.05 M HCl, Solution B: 1.57 M glacial acetic acid, 0.063 M malonic acid, 0.089 M malic acid, 0.032 M ammonium fluoride, 0.012 M aluminum chloride hexahydrate) | 0.045139 | m/v | Soil+Solution A, sit for 10 minutes. Add Solution B, shake for 10 minutes | ICP-OES | MEASURED | % | prcnt | PERCENT | http://qudt.org/vocab/unit/PERCENT | SERA-6 | Soil Test Methods From the Southeastern United States, SERA-IEG-6, 2014, Chapter 4.4 |  | OFFICIAL | CANDIDATE | 2026-04-02T12:00:00Z
SOIL | L_MODV2_SOIL_ZN_036 | zinc | ZN | Mehlich 1 | Mehlich 1 (0.05 M HCl + 0.0125 M H2SO4) | 0.045139 | m/v | 5 min | ICP-OES, AAS | MEASURED | % | prcnt | PERCENT | http://qudt.org/vocab/unit/PERCENT | SERA-6 | Soil Test Methods From the Southeastern United States, SERA-IEG-6, 2014, Chapter 4.2 |  | OFFICIAL | CANDIDATE | 2026-04-02T12:00:00Z
SOIL | L_MODV2_SOIL_ZN_037 | zinc | ZN | Mehlich 2 | Mehlich 2 (0.2 N CH3COOH + 0.015 N NH4F + 0.2 N NH4Cl + 0.012 N HCl) | 0.048611 | m/v | 5 min | ICP-OES, AAS | MEASURED | % | prcnt | PERCENT | http://qudt.org/vocab/unit/PERCENT | NCSU | Mehlich A. 1978. New extractant for soil test evaluation of phosphorus, potassium, magnesium, calcium, sodium, manganese and zinc. Commun Soil Sci Plant Anal 9(6):477-92. |  | OFFICIAL | CANDIDATE | 2026-04-02T12:00:00Z
SOIL | L_MODV2_SOIL_ZN_038 | zinc | ZN | Mehlich 3 | Mehlich 3 to DTPA (Calculation) | Calculation | Calculation | Calculation | ICP-OES | CALCULATION | % | prcnt | PERCENT | http://qudt.org/vocab/unit/PERCENT |  |  |  | EXPERIMENTAL | CANDIDATE | 2026-04-02T12:00:00Z
SOIL | L_MODV2_SOIL_ZN_039 | zinc | ZN | Mehlich 3 | Mehlich 3 (0.2 N CH3COOH + 0.25 N NH4NO3 + 0.013 N HNO3 + 0.015 N NH4F + 0.001 M EDTA) | 0.048611 | m/v | 5 min | ICP-OES, AAS | MEASURED | % | prcnt | PERCENT | http://qudt.org/vocab/unit/PERCENT | SERA-6 | Soil Test Methods From the Southeastern United States, SERA-IEG-6, 2014, Chapter 4.3 |  | OFFICIAL | CANDIDATE | 2026-04-02T12:00:00Z
SOIL | L_MODV2_SOIL_ZN_040 | zinc | ZN | Morgan | Morgan (0.72 N NaOAc + 0.52 N CH3COOH) | 0.045139 | v/v | 15 min | Spectrophotometric | MEASURED | % | prcnt | PERCENT | http://qudt.org/vocab/unit/PERCENT | NECC-1812 | Recommended Soil Testing Procedures for the Northeastern United States, NECC-1812 Publication No. 493, 3rd Edition, 2011, Chapter 5. |  | OFFICIAL | CANDIDATE | 2026-04-02T12:00:00Z
SOIL | L_MODV2_SOIL_ZN_041 | zinc | ZN | Modified Morgan | Modified Morgan (0.62 N NH4OH + 1.25 N CH3COOH) | 0.048611 | m/v | 15 min | ICP-OES | MEASURED | % | prcnt | PERCENT | http://qudt.org/vocab/unit/PERCENT | NECC-1812 | Recommended Soil Testing Procedures for the Northeastern United States, NECC-1812 Publication No. 493, 3rd Edition, 2011, Chapter 5. |  | OFFICIAL | CANDIDATE | 2026-04-02T12:00:00Z
SOIL | L_MODV2_SOIL_ZINDEX_001 | zinc index | ZINDEX | Mehlich 3 ICP |  |  |  |  | ICP-OES, AAS | MEASURED | ratio | ratio | UNITLESS | http://qudt.org/vocab/unit/UNITLESS |  |  |  | EXPERIMENTAL | RETIRED | 2024-11-13T12:00:00Z | 2026-04-03T12:00:00Z | 2026-04-03: Terminology and chemical naming standardization pass.
SOIL | L_MODV2_SOIL_ZNCURATIO_001 | Zn:Cu ratio | ZNCURATIO | Mehlich 3 |  |  |  |  | ICP-OES | MEASURED | ratio | ratio | UNITLESS | http://qudt.org/vocab/unit/UNITLESS |  |  |  | EXPERIMENTAL | RETIRED | 2024-11-13T12:00:00Z | 2026-04-02T12:00:00Z | Analyte Measurement Method clarified: ICP → ICP-OES
SOIL | L_MODV2_SOIL_ZNCURATIO_002 | Zn:Cu ratio | ZNCURATIO | [5 empty] | Calculation | MEASURED | ratio | ratio | UNITLESS | http://qudt.org/vocab/unit/UNITLESS |  |  |  | EXPERIMENTAL | RETIRED | 2024-11-13T12:00:00Z
SOIL | L_MODV2_SOIL_NULL_001 |  | NULL | [6 empty] | MEASURED |  | none | UNITLESS | Needs QUDT Discussion |  |  |  | EXPERIMENTAL | RETIRED | 2024-11-13T12:00:00Z